## Introduction
Introduction
This spreadsheet contains components of the Fecal Coliform Bacteria TMDLs that were developed for selected streams in the Group D4 Little Kanawha River watershed. Detailed source allocations of successful TMDL scenarios are provided as load allocations (LAs) for specific nonpoint source categories and wasteload allocations (WLAs) for individual point sources. The TMDL components and supporting information are presented in tabular format in separate pages of this worksheet. Each page is formatted so that the user may select from one of the pull-down menus in the table header to view specific details regarding a particular stream or pollutant source. Below is a description of the tables found in this worksheet
TMDLs Fecal Average Daily & TMDLs Fecal Average Annual
These tables contain the components of the TMDL equation expressed as both average daily and average annual loads, baseline loads, and percent reduction required for the fecal coliform bacteria impaired Assessment Units in the Group D4 Little Kanawha River watershed. LAs and WLAs from the upstream previously developed Hughes River TMDLs have been added to the Little Kanawha River mainstem TMDL components in the Assessment Unit (WV-OLK_13) downstream of the confluence.
TMDL = sum of WLAs + sum of LAs + MOS
WLAs | wasteload allocation
LA | load allocation
MOS | margin of safety
Baseline, LA, and WLA loads are shown in scientific notation. Scientific notation is a method of writing or displaying numbers in terms of a decimal number between 1 and 10 multiplied by a power of 10. The scientific notation of 10,492, for example, is 1.0492E+4.
LAs Fecal
This table contains detailed load allocations for specific nonpoint source categories: cropland, pasture, background & other nonpoint sources, onsite sewer systems, residential. Load allocations are presented on a subwatershed basis for both baseline and TMDL conditions. Baseline LAs and LAs from the Hughes River TMDL are included in a small table above the main table. Hughes River joins the Little Kanawha mainstem at subwatershed 1072 in AUID WV-OLK_13.
WLAs Fecal
This table contains the wasteload allocations for traditional point sources operating under WV/NPDES Permits with fecal coliform effluent limitations. For permitting purposes, the concentration based allocations are operable. Baseline WLAs and WLAs from the Hughes River TMDL are included in a small table above the main table. Hughes River joins the Little Kanawha mainstem at subwatershed 1072 in AUID WV-OLK_13.
MS4 WLA Fecal Summary
This table contains the baseline and wasteload allocations for the municipal separate storm sewer systems (MS4) entities addressed by this TMDL development effort: the City of Parkersburg and the Division of Highways (DOH). The MS4 WLAs are summarized by subwatershed because the TMDL allocations address fecal coliform impairments at multiple locations with model prediction of necessary pollutant reductions at the pourpoint of each subwatershed. For this reason, the operable MS4 fecal coliform wasteload allocations are those that are presented in this table.
MS4 WLA Fecal Detailed
This table is provided to assist with implementation of MS4 wasteload allocations and displays a successful allocation scenario for each MS4 entity by model subwatershed and landuse category.
Impaired Stream Connectivity
This table lists the contributing subwatersheds for each fecal coliform impaired streams by Assessment Unit in the Group D4 Little Kanawha River watershed.

## TMDLs Fecal Average Daily
Little Kanawha River Watershed Fecal Coliform TMDLs (Average Daily)
TMDL Watershed | NHD Code | AUID | Stream Name | WV Code | Baseline LA (counts/day) | LA (counts/day) | Baseline WLA (counts/day) | WLA (counts/day) | MOS (counts/day) | TMDL (counts/day) | % Reduction
Little Kanawha River | WV-OLK | WV-OLK_01 | Little Kanawha River | WVLK | 26358769544.3836 | 17127786122.7397 | 0 | 0 | 901462427.5126 | 18029248550.2523 | 35.0205
Little Kanawha River | WV-OLK | WV-OLK_02 | Little Kanawha River | WVLK | 212756741589.5891 | 46775576021.0959 | 3787924.3836 | 3787924.3836 | 2462071786.6042 | 49241435732.0836 | 78.0131
Little Kanawha River | WV-OLK | WV-OLK_04 | Little Kanawha River | WVLK | 730660510197.8082 | 188444231879.726 | 78031242.4658 | 78031242.4658 | 9922224374.8522 | 198444487497.044 | 74.2011
Little Kanawha River | WV-OLK | WV-OLK_06 | Little Kanawha River | WVLK | 1.1396e+12 | 350698499195.6165 | 85607091.2329 | 85607091.2329 | 18462321383.5184 | 369246427670.3677 | 69.2221
Little Kanawha River | WV-OLK | WV-OLK_07 | Little Kanawha River | WVLK | 238510956061.0959 | 237344919122.7397 | 7575848.7671 | 7575848.7671 | 12492236577.4477 | 249844731548.9546 | 0.48887
Little Kanawha River | WV-OLK | WV-OLK_08 | Little Kanawha River | WVLK | 2.1343e+12 | 540536247745.4794 | 1425017186.5753 | 1425017186.5753 | 28524277101.6871 | 570485542033.7419 | 74.6234
Little Kanawha River | WV-OLK | WV-OLK_09 | Little Kanawha River | WVLK | 3.8343e+12 | 819118169231.2329 | 6401592362.7397 | 6401592362.7397 | 43448408504.9459 | 868968170098.9186 | 78.5058
Little Kanawha River | WV-OLK | WV-OLK_10 | Little Kanawha River | WVLK | 1.2661e+13 | 1.5378e+12 | 6786900037.2603 | 6786900037.2603 | 81296611020.9661 | 1.6259e+12 | 87.8063
Little Kanawha River | WV-OLK | WV-OLK_11 | Little Kanawha River | WVLK | 1.6798e+13 | 2.2519e+12 | 7757745078.6301 | 7757745078.6301 | 118931249799.2213 | 2.3786e+12 | 86.554
Little Kanawha River | WV-OLK | WV-OLK_12 | Little Kanawha River | WVLK | 2.7306e+13 | 3.4832e+12 | 17003765678.3562 | 17003765678.3562 | 184221224484.9171 | 3.6844e+12 | 87.1895
Little Kanawha River | WV-OLK | WV-OLK_13 | Little Kanawha River | WVLK | 3.0802e+13 | 4.3002e+12 | 325575137835.0685 | 193813671311.5068 | 236527230789.5025 | 4.7305e+12 | 85.5627
Little Kanawha River | WV-OLK-1 | WV-OLK-1_01 | Neal Run | WVLK-1 | 405329570073.6986 | 28459549730.6849 | 63106573618.6301 | 24717981935.8904 | 2798817456.1355 | 55976349122.7109 | 88.6479
Worthington Creek | WV-OLK-2 | WV-OLK-2_02 | Worthington Creek | WVLK-2 | 225981197105.2055 | 43777276245.4795 | 135228901.6438 | 135228901.6438 | 2311184481.4275 | 46223689628.5508 | 80.5797
Worthington Creek | WV-OLK-2 | WV-OLK-2_03 | Worthington Creek | WVLK-2 | 573603657153.9727 | 91393877610.6849 | 118398324007.3973 | 30364007550.411 | 6408309745.3208 | 128166194906.4167 | 82.405
Worthington Creek | WV-OLK-2-A | WV-OLK-2-A_01 | Berry Run | WVLK-2-A | 82112713704.1096 | 9608479925.2055 | 3787924.3836 | 3787924.3836 | 505908834.1889 | 10118176683.7779 | 88.2944
Worthington Creek | WV-OLK-2-G | WV-OLK-2-G_01 | Gillespie Run | WVLK-2-D | 104407908502.4658 | 13413348198.0822 | 18939621.9178 | 18939621.9178 | 706962516.8421 | 14139250336.8421 | 87.1371
Mill Run | WV-OLK-7 | WV-OLK-7_01 | Mill Run | WVLK-4 | 70049192400.5479 | 8361982558.6301 | 0 | 0 | 440104345.1911 | 8802086903.8212 | 88.0627
Tygart Creek | WV-OLK-14 | WV-OLK-14_03 | Tygart Creek | WVLK-6 | 531194781139.452 | 48523244081.3699 | 81819166.8493 | 81819166.8493 | 2558161223.5905 | 51163224471.8097 | 90.8513
Tygart Creek | WV-OLK-14 | WV-OLK-14_04 | Tygart Creek | WVLK-6 | 1.0837e+12 | 110874470635.3425 | 235608898.0822 | 235608898.0822 | 5847898922.8118 | 116957978456.2365 | 89.7492
Tygart Creek | WV-OLK-14-AE | WV-OLK-14-AE_01 | UNT/Tygart Creek RM 12.99 | WVLK-6-I.2 | 1355041149.0411 | 357005195.8904 | 0 | 0 | 18789747.1521 | 375794943.0425 | 73.6536
Stillwell Creek | WV-OLK-19 | WV-OLK-19_02 | Stillwell Creek | WVLK-7 | 131820246748.7671 | 27855005069.863 | 43182338.0822 | 43182338.0822 | 1468325653.0497 | 29366513060.995 | 78.8431
Stillwell Creek | WV-OLK-19 | WV-OLK-19_03 | Stillwell Creek | WVLK-7 | 296076653208.2192 | 53727386748.4931 | 123183301.3699 | 123183301.3699 | 2834240528.9402 | 56684810578.8032 | 81.8195
Walker Creek | WV-OLK-22 | WV-OLK-22_01 | Walker Creek | WVLK-10 | 23702517885.2055 | 5306887332.0548 | 0 | 0 | 279309859.5818 | 5586197191.6366 | 77.6104
Walker Creek | WV-OLK-22 | WV-OLK-22_03 | Walker Creek | WVLK-10 | 116206413782.4658 | 31534535626.8493 | 1602292053.4247 | 1602292053.4247 | 1744043562.1197 | 34880871242.3937 | 71.8723
Slate Creek | WV-OLK-25 | WV-OLK-25_01 | Slate Creek | WVLK-11 | 67181305079.726 | 15815934544.1096 | 3787924.3836 | 3787924.3836 | 832616972.026 | 16652339440.5191 | 76.4535
Slate Creek | WV-OLK-25 | WV-OLK-25_03 | Slate Creek | WVLK-11 | 118091630785.7534 | 32761278353.4247 | 11363773.1507 | 11363773.1507 | 1724875901.3987 | 34497518027.974 | 72.2508
Standingstone Creek | WV-OLK-39 | WV-OLK-39_01 | Standingstone Creek | WVLK-21 | 38382487603.2877 | 15454734402.7397 | 0 | 0 | 813407073.8284 | 16268141476.5681 | 59.7349
Standingstone Creek | WV-OLK-39 | WV-OLK-39_03 | Standingstone Creek | WVLK-21 | 249020701786.0274 | 35396847485.4795 | 27273055.6164 | 27273055.6164 | 1864427396.8998 | 37288547937.9957 | 85.7762
Tucker Creek | WV-OLK-43 | WV-OLK-43_02 | Tucker Creek | WVLK-23 | 275639992760.8219 | 30669318225.7534 | 26515470.6849 | 26515470.6849 | 1615570194.5494 | 32311403890.9877 | 88.8649
Tucker Creek | WV-OLK-43 | WV-OLK-43_03 | Tucker Creek | WVLK-23 | 350120967697.2603 | 38575832598.6301 | 30303395.0685 | 30303395.0685 | 2031901894.4052 | 40638037888.1038 | 88.9744
Reedy Creek | WV-OLK-45 | WV-OLK-45_05 | Reedy Creek | WVLK-25 | 2.0038e+12 | 180830161947.6712 | 306821879.1781 | 306821879.1781 | 9533525464.571 | 190670509291.4203 | 90.9616
Reedy Creek | WV-OLK-45 | WV-OLK-45_06 | Reedy Creek | WVLK-25 | 2.7337e+12 | 262226240776.7123 | 314397727.9452 | 314397727.9452 | 13817928342.3504 | 276358566847.0079 | 90.3973
Reedy Creek | WV-OLK-45-C | WV-OLK-45-C_03 | Right Reedy Creek | WVLK-25-B | 623424221313.1506 | 72867376257.2603 | 3787924.3836 | 3787924.3836 | 3835324430.6128 | 76706488612.2567 | 88.3112
Reedy Creek | WV-OLK-45-C-13 | WV-OLK-45-C-13_01 | Enoch Fork | WVLK-25-B-10 | 91810643940.5479 | 8960902567.6712 | 0 | 0 | 471626450.9301 | 9432529018.6013 | 90.2398
Reedy Creek | WV-OLK-45-C-14 | WV-OLK-45-C-14_01 | Fulls Fork | WVLK-25-B-9 | 57819476462.7397 | 7522435797.5342 | 0 | 0 | 395917673.5544 | 7918353471.0887 | 86.9898
Reedy Creek | WV-OLK-45-X | WV-OLK-45-X_03 | Left Fork/Reedy Creek | WVLK-25-S | 527135173824.3835 | 50601427312.8767 | 51515771.7808 | 51515771.7808 | 2665944372.8767 | 53318887457.5342 | 90.3918
Reedy Creek | WV-OLK-45-X | WV-OLK-45-X_04 | Left Fork/Reedy Creek | WVLK-25-S | 657256823873.6986 | 67441492931.2329 | 78788827.3973 | 78788827.3973 | 3553699039.9279 | 71073980798.558 | 89.7282
Reedy Creek | WV-OLK-45-X-1 | WV-OLK-45-X-1_02 | Middle Fork/Reedy Creek | WVLK-25-R | 389069713081.9178 | 37560721754.2466 | 60606790.137 | 60606790.137 | 1980069923.3886 | 39601398467.7722 | 90.3319
Reedy Creek | WV-OLK-45-X-1-C | WV-OLK-45-X-1-C_01 | Johnson Run | WVLK-25-R-2 | 8204811921.3699 | 1120920450.9589 | 3787924.3836 | 3787924.3836 | 59195177.6496 | 1183903552.9921 | 86.2984
Reedy Creek | WV-OLK-45-X-18 | WV-OLK-45-X-18_01 | Tucker Run | WVLK-25-S-11 | 6079923996.1644 | 2218825351.5068 | 19697206.8493 | 19697206.8493 | 117816976.7556 | 2356339535.1118 | 63.3006
Reedy Creek | WV-OLK-45-Y | WV-OLK-45-Y_02 | Right Fork/Reedy Creek | WVLK-25-Q | 550931839291.7808 | 24288719829.3151 | 7575848.7671 | 7575848.7671 | 1278752404.1096 | 25575048082.1918 | 95.59
Reedy Creek | WV-OLK-45-Y-2 | WV-OLK-45-Y-2_01 | Seaman Fork | WVLK-25-Q-1 | 167340081112.8767 | 7705893244.9315 | 3787924.3836 | 3787924.3836 | 405772693.1218 | 8115453862.4369 | 95.3929
Spring Creek | WV-OLK-55 | WV-OLK-55_04 | Spring Creek | WVLK-31 | 1.6982e+12 | 131663496197.2603 | 5784918258.0822 | 5784918258.0822 | 7234127076.597 | 144682541531.9394 | 91.9335
Spring Creek | WV-OLK-55 | WV-OLK-55_05 | Spring Creek | WVLK-31 | 2.3749e+12 | 200338025183.5616 | 5793251691.7808 | 5793251691.7808 | 10849014572.3864 | 216980291447.7289 | 91.3416
Spring Creek | WV-OLK-55-AF | WV-OLK-55-AF_01 | Tanner Run | WVLK-31-X | 73786904351.7808 | 8052632888.4932 | 11363773.1507 | 11363773.1507 | 424420876.9286 | 8488417538.5725 | 89.0729
Spring Creek | WV-OLK-55-AI | WV-OLK-55-AI_03 | Left Fork/Spring Creek | WVLK-31-Z | 264833789105.7534 | 37347415600 | 26515470.6849 | 26515470.6849 | 1967049003.7203 | 39340980074.4052 | 85.8892
Spring Creek | WV-OLK-55-AI-2 | WV-OLK-55-AI-2_01 | Charles Fork | WVLK-31-Z-1 | 14087934867.3973 | 5209004076.7123 | 0 | 0 | 274158109.3006 | 5483162186.013 | 63.0251
Spring Creek | WV-OLK-55-AJ | WV-OLK-55-AJ_02 | Right Fork/Spring Creek | WVLK-31-AA | 320020953860.8219 | 29946522479.4521 | 50000601.9178 | 50000601.9178 | 1578764372.7037 | 31575287454.0735 | 90.6282
West Fork/Little Kanawha River | WV-OLK-59 | WV-OLK-59_02 | West Fork/Little Kanawha River | WVLKW | 787522879825.2054 | 52911499224.3836 | 24242716.1644 | 24242716.1644 | 2786091681.0815 | 55721833621.6294 | 93.2784
West Fork/Little Kanawha River | WV-OLK-59 | WV-OLK-59_04 | West Fork/Little Kanawha River | WVLKW | 1.1275e+12 | 87847440696.4384 | 31818564.9315 | 31818564.9315 | 4625224171.651 | 92504483433.0209 | 92.2061
West Fork/Little Kanawha River | WV-OLK-59 | WV-OLK-59_05 | West Fork/Little Kanawha River | WVLKW | 1.9618e+12 | 193873281618.0822 | 338640447.3973 | 338640447.3973 | 10221680108.7094 | 204433602174.1889 | 90.102
West Fork/Little Kanawha River | WV-OLK-59 | WV-OLK-59_06 | West Fork/Little Kanawha River | WVLKW | 2.1487e+12 | 236877766895.8904 | 598946616.9863 | 598946616.9863 | 12498774395.4146 | 249975487908.2913 | 88.9508
West Fork/Little Kanawha River | WV-OLK-59-W | WV-OLK-59-W_02 | Henry Fork | WVLKW-15 | 292118481456.7123 | 23953298898.3562 | 11363773.1507 | 11363773.1507 | 1261298035.3425 | 25225960706.8493 | 91.7966
West Fork/Little Kanawha River | WV-OLK-59-W | WV-OLK-59-W_05 | Henry Fork | WVLKW-15 | 1.2631e+12 | 147411700161.6438 | 78788827.3973 | 78788827.3973 | 7762657315.2127 | 155253146304.2538 | 88.3236
West Fork/Little Kanawha River | WV-OLK-59-W-8 | WV-OLK-59-W-8_01 | Laurel Run | WVLKW-15-F | 32288911231.7808 | 9886980093.6986 | 40151998.6301 | 40151998.6301 | 522480636.4384 | 10449612728.7671 | 69.2935
West Fork/Little Kanawha River | WV-OLK-59-W-12 | WV-OLK-59-W-12_03 | Beech Fork | WVLKW-15-I | 542589012321.0959 | 43147375219.726 | 3787924.3836 | 3787924.3836 | 2271113849.69 | 45422276993.7996 | 92.0472
West Fork/Little Kanawha River | WV-OLK-59-W-12-T | WV-OLK-59-W-12-T_01 | Sang Run | WVLKW-15-I-9 | 11658860513.1507 | 1920238913.6986 | 3787924.3836 | 3787924.3836 | 101264570.4254 | 2025291408.5076 | 83.5027
West Fork/Little Kanawha River | WV-OLK-59-W-15-H | WV-OLK-59-W-15-H_01 | Chambers Fork | WVLKW-15-L-3 | 33640780218.9041 | 3021122072.8767 | 0 | 0 | 159006424.8882 | 3180128497.765 | 91.0195
West Fork/Little Kanawha River | WV-OLK-59-BH | WV-OLK-59-BH_01 | Left Fork/West Fork/Little Kanawha River | WVLKW-31 | 186375636590.137 | 20244737645.4795 | 0 | 0 | 1065512507.6568 | 21310250153.1363 | 89.1377
West Fork/Little Kanawha River | WV-OLK-59-BH | WV-OLK-59-BH_03 | Left Fork/West Fork/Little Kanawha River | WVLKW-31 | 454125354145.2055 | 57257037549.0411 | 0 | 0 | 3013528292.0548 | 60270565841.0959 | 87.3918
Straight Creek | WV-OLK-69 | WV-OLK-69_02 | Straight Creek | WVLK-39 | 81425654850.411 | 20069330087.9452 | 0 | 0 | 1056280530.9445 | 21125610618.8897 | 75.3526
Leading Creek | WV-OLK-72 | WV-OLK-72_01 | Leading Creek | WVLK-40 | 43619587804.1096 | 7399846299.4521 | 0 | 0 | 389465594.708 | 7789311894.1601 | 83.0355
Leading Creek | WV-OLK-72 | WV-OLK-72_02 | Leading Creek | WVLK-40 | 121647669631.7808 | 29853657380.274 | 0 | 0 | 1571245125.2776 | 31424902505.5516 | 75.4589
Annamoriah Run | WV-OLK-76 | WV-OLK-76_01 | Annamoriah Run | WVLK-42 | 128858413077.5342 | 11798679878.6301 | 3787924.3836 | 3787924.3836 | 621182515.9481 | 12423650318.9618 | 90.841
Yellow Creek | WV-OLK-79 | WV-OLK-79_02 | Yellow Creek | WVLK-45 | 173975092919.726 | 28494596473.6986 | 7575848.7671 | 7575848.7671 | 1500114332.7614 | 30002286655.2271 | 83.6178
Yellow Creek | WV-OLK-79-S-3 | WV-OLK-79-S-3_01 | UNT/Back Fork RM 0.71 | WVLK-45-L-3 | 1937135714.7945 | 803179884.6575 | 0 | 0 | 42272625.5083 | 845452510.1658 | 58.5378
Steer Creek | WV-OLK-109 | WV-OLK-109_07 | Steer Creek | WVLKS | 3.0698e+12 | 413422167824.9315 | 54167319.1781 | 54167319.1781 | 21761912376.0058 | 435238247520.1154 | 86.5309
Steer Creek | WV-OLK-109-Q | WV-OLK-109-Q_02 | Right Fork/Steer Creek | WVLKS-9 | 386030618525.7534 | 33453559822.7397 | 0 | 0 | 1760713674.881 | 35214273497.6208 | 91.334
Steer Creek | WV-OLK-109-Q | WV-OLK-109-Q_03 | Right Fork/Steer Creek | WVLKS-9 | 599200054789.863 | 55443317093.6986 | 0 | 0 | 2918069320.721 | 58361386414.4196 | 90.7471
Steer Creek | WV-OLK-109-Q | WV-OLK-109-Q_05 | Right Fork/Steer Creek | WVLKS-9 | 993724816404.1096 | 163071017023.5616 | 21212376.7123 | 21212376.7123 | 8583801547.3828 | 171676030947.6568 | 83.5881
Steer Creek | WV-OLK-109-Q-17 | WV-OLK-109-Q-17_03 | O'Brien Fork | WVLKS-9-G | 190622405270.6849 | 44631996993.9726 | 0 | 0 | 2349052473.367 | 46981049467.3396 | 76.5862
Steer Creek | WV-OLK-109-R | WV-OLK-109-R_02 | Left Fork/Steer Creek | WVLKS-10 | 359918810957.8082 | 37307938224.1096 | 8333433.6986 | 8333433.6986 | 1964014297.7794 | 39280285955.5876 | 89.6323
Steer Creek | WV-OLK-109-R | WV-OLK-109-R_03 | Left Fork/Steer Creek | WVLKS-10 | 472251200388.2192 | 57389540367.1233 | 8333433.6986 | 8333433.6986 | 3020940726.359 | 60418814527.181 | 87.8461
Steer Creek | WV-OLK-109-R | WV-OLK-109-R_04 | Left Fork/Steer Creek | WVLKS-10 | 1.1952e+12 | 117755091829.3151 | 12878943.0137 | 12878943.0137 | 6198314251.1752 | 123966285023.504 | 90.1464
Steer Creek | WV-OLK-109-R-6 | WV-OLK-109-R-6_01 | White Oak Run | WVLKS-10-D | 15324892446.3014 | 3960453410.6849 | 4545509.3151 | 4545509.3151 | 208684153.6842 | 4173683073.6842 | 74.1347
Steer Creek | WV-OLK-109-R-7 | WV-OLK-109-R-7_01 | Steer Run | WVLKS-10-E | 330704120082.4658 | 19105435797.5342 | 0 | 0 | 1005549252.5018 | 20110985050.036 | 94.2228
Steer Creek | WV-OLK-109-R-21 | WV-OLK-109-R-21_01 | Bender Run | WVLKS-10-P | 18368574191.7808 | 4267574959.1781 | 0 | 0 | 224609208.3778 | 4492184167.5559 | 76.767
Tanner Creek | WV-OLK-134 | WV-OLK-134_01 | Tanner Creek | WVLK-66 | 170408686566.8493 | 15440719807.6712 | 9091018.6301 | 9091018.6301 | 813147938.2264 | 16262958764.5278 | 90.9342
Tanner Creek | WV-OLK-134 | WV-OLK-134_02 | Tanner Creek | WVLK-66 | 294073194311.2328 | 26650008138.0822 | 9091018.6301 | 9091018.6301 | 1403110481.9322 | 28062209638.6446 | 90.9348
Tanner Creek | WV-OLK-134 | WV-OLK-134_03 | Tanner Creek | WVLK-66 | 361065924331.2328 | 44580648448.2192 | 12878943.0137 | 12878943.0137 | 2347027757.4333 | 46940555148.6662 | 87.6499
Tanner Creek | WV-OLK-134 | WV-OLK-134_04 | Tanner Creek | WVLK-66 | 444921274720.274 | 72719713423.0137 | 16666867.3973 | 16666867.3973 | 3828230541.6006 | 76564610832.0115 | 83.6525
Cedar Creek | WV-OLK-142 | WV-OLK-142_01 | Cedar Creek | WVLK-72 | 133832986154.7945 | 21519438392.0548 | 0 | 0 | 1132602020.6345 | 22652040412.6893 | 83.9207
Cedar Creek | WV-OLK-142 | WV-OLK-142_05 | Cedar Creek | WVLK-72 | 2.2345e+12 | 179426552464.9315 | 106061884.9315 | 106061884.9315 | 9449084965.7823 | 188981699315.6453 | 91.9659
Cedar Creek | WV-OLK-142-P-2 | WV-OLK-142-P-2_01 | Long Lick Run | WVLK-72-E-2 | 615627119.726 | 493217170.137 | 0 | 0 | 25958798.4283 | 519175968.5652 | 19.8838
Cedar Creek | WV-OLK-142-AQ | WV-OLK-142-AQ_01 | Slabcamp Run | WVLK-72-R | 4116897478.0822 | 2639629583.2877 | 3787924.3836 | 3787924.3836 | 139127237.2459 | 2782544744.9171 | 35.8501
Sinking Creek | WV-OLK-146 | WV-OLK-146_01 | Sinking Creek | WVLK-74 | 91867035830.137 | 21209070507.3973 | 0 | 0 | 1116266868.8104 | 22325337376.2076 | 76.9133
Leading Creek | WV-OLK-149 | WV-OLK-149_01 | Leading Creek | WVLK-75 | 71484658418.9041 | 13976410675.6164 | 34848904.9315 | 34848904.9315 | 737434714.7657 | 14748694295.3136 | 80.4092
Leading Creek | WV-OLK-149 | WV-OLK-149_03 | Leading Creek | WVLK-75 | 412810479897.5342 | 55965371632.8767 | 80303998.0822 | 80303998.0822 | 2949772401.6294 | 58995448032.5883 | 86.426
Leading Creek | WV-OLK-149 | WV-OLK-149_06 | Leading Creek | WVLK-75 | 2.9012e+12 | 236932637498.9041 | 144698713.1507 | 144698713.1507 | 12477754537.4766 | 249555090749.5314 | 91.8287
Leading Creek | WV-OLK-149 | WV-OLK-149_07 | Leading Creek | WVLK-75 | 5.6908e+12 | 317387824872.0548 | 159850410.6849 | 159850410.6849 | 16713035541.1968 | 334260710823.9365 | 94.4202
Leading Creek | WV-OLK-149-J | WV-OLK-149-J_02 | Horn Creek | WVLK-75-F | 2.2174e+12 | 45583088200.5479 | 15151697.5342 | 15151697.5342 | 2399907363.057 | 47998147261.1392 | 97.9436
Leading Creek | WV-OLK-149-J | WV-OLK-149-J_03 | Horn Creek | WVLK-75-F | 2.5388e+12 | 58133451343.5616 | 15151697.5342 | 15151697.5342 | 3060452791.6366 | 61209055832.7325 | 97.7096
Leading Creek | WV-OLK-149-W | WV-OLK-149-W_02 | Cove Creek/Leading Creek | WVLK-75-K | 292707159460.548 | 27282853428.7671 | 0 | 0 | 1435939654.1456 | 28718793082.9128 | 90.6791
Leading Creek | WV-OLK-149-W | WV-OLK-149-W_03 | Cove Creek/Leading Creek | WVLK-75-K | 1.628e+12 | 73369064993.6986 | 9091018.6301 | 9091018.6301 | 3862008211.1752 | 77240164223.504 | 95.4929
Leading Creek | WV-OLK-149-W-10 | WV-OLK-149-W-10_01 | Rush Run | WVLK-75-K-7 | 56851798154.7945 | 6425134957.8082 | 0 | 0 | 338164997.7794 | 6763299955.5876 | 88.6984
Leading Creek | WV-OLK-149-AC | WV-OLK-149-AC_02 | Fink Creek | WVLK-75-N | 334212979447.6712 | 32788234809.3151 | 20454791.7808 | 20454791.7808 | 1726773136.8998 | 34535462737.9957 | 90.1839
Leading Creek | WV-OLK-149-AC | WV-OLK-149-AC_04 | Fink Creek | WVLK-75-N | 575510862276.4384 | 78511661269.3151 | 36364074.2466 | 36364074.2466 | 4134106597.0296 | 82682131940.5912 | 86.3525
Leading Creek | WV-OLK-149-AC-19 | WV-OLK-149-AC-19_01 | Sand Fork | WVLK-75-N-5 | 130652585793.6986 | 16371356168.7671 | 3787924.3836 | 3787924.3836 | 861849689.1132 | 17236993782.2639 | 87.467
Leading Creek | WV-OLK-149-AC-36 | WV-OLK-149-AC-36_01 | Isaacs Fork | WVLK-75-N-7 | 5884412252.0548 | 2268147499.726 | 0 | 0 | 119376184.1961 | 2387523683.9221 | 61.455
Leading Creek | WV-OLK-149-AE | WV-OLK-149-AE_01 | Happy Hollow | WVLK-75-N.5 | 4188746866.0274 | 1237320685.2055 | 0 | 0 | 65122141.3266 | 1302442826.5321 | 70.4608
Leading Creek | WV-OLK-149-AQ | WV-OLK-149-AQ_01 | Alum Fork | WVLK-75-Q | 95017696020.5479 | 14863603519.1781 | 12121358.0822 | 12121358.0822 | 782932888.2769 | 15658657765.5371 | 84.3463
Stewart Creek | WV-OLK-159 | WV-OLK-159_01 | Stewart Creek | WVLK-79 | 143805104034.7945 | 18094358092.0548 | 15909282.4658 | 15909282.4658 | 953171967.08 | 19063439341.6006 | 87.4078
Duck Creek | WV-OLK-163 | WV-OLK-163_01 | Duck Creek | WVLK-82 | 20993693699.4521 | 5793741343.2877 | 3787924.3836 | 3787924.3836 | 305133119.3511 | 6102662387.0224 | 72.3894
Bear Run | WV-OLK-164 | WV-OLK-164_01 | Bear Run | WVLK-83 | 22737383454.5205 | 2611333913.6986 | 0 | 0 | 137438627.0368 | 2748772540.7354 | 88.5152
Lynch Run | WV-OLK-166 | WV-OLK-166_01 | Lynch Run | WVLK-85 | 8724602791.2329 | 3573122948.4932 | 0 | 0 | 188059102.5523 | 3761182051.0454 | 59.0454
Sand Fork | WV-OLK-168 | WV-OLK-168_03 | Sand Fork | WVLK-86 | 307277497616.1644 | 33400897477.2603 | 3787924.3836 | 3787924.3836 | 1758141336.9286 | 35162826738.5725 | 89.129
Sand Fork | WV-OLK-168 | WV-OLK-168_04 | Sand Fork | WVLK-86 | 447699819023.0137 | 73255109157.2603 | 16666867.3973 | 16666867.3973 | 3856409264.4557 | 77128185289.1132 | 83.6343
Sand Fork | WV-OLK-168 | WV-OLK-168_05 | Sand Fork | WVLK-86 | 1.2881e+12 | 154164621225.4795 | 20454791.7808 | 20454791.7808 | 8115004000.9084 | 162300080018.1687 | 88.0306
Sand Fork | WV-OLK-168-E-4 | WV-OLK-168-E-4_01 | Jakes Run | WVLK-86-C-3 | 3753191611.5068 | 1223887515.6164 | 0 | 0 | 64415132.4009 | 1288302648.0173 | 67.3908
Sand Fork | WV-OLK-168-H | WV-OLK-168-H_02 | Indian Fork | WVLK-86-E | 222121720543.0137 | 24647453433.9726 | 3787924.3836 | 3787924.3836 | 1297433755.703 | 25948675114.0591 | 88.9021
Sand Fork | WV-OLK-168-H | WV-OLK-168-H_03 | Indian Fork | WVLK-86-E | 275875732498.0822 | 42430584453.6986 | 3787924.3836 | 3787924.3836 | 2233388019.8991 | 44667760397.9813 | 84.6185
Sand Fork | WV-OLK-168-H-16 | WV-OLK-168-H-16_01 | Goosepen Run | WVLK-86-E-8 | 24330817842.4658 | 3804083687.1233 | 3787924.3836 | 3787924.3836 | 200414295.3425 | 4008285906.8493 | 84.352
Sand Fork | WV-OLK-168-R | WV-OLK-168-R_01 | Rock Run | WVLK-86-K | 4593313445.2055 | 2102523038.9041 | 0 | 0 | 110659107.3107 | 2213182146.2149 | 54.2264
Sand Fork | WV-OLK-168-Z | WV-OLK-168-Z_01 | Crooked Fork | WVLK-86-M | 148543067676.7123 | 10158766579.4521 | 3787924.3836 | 3787924.3836 | 534871289.6756 | 10697425793.5112 | 93.1587
Duskcamp Run | WV-OLK-171 | WV-OLK-171_01 | Duskcamp Run | WVLK-88 | 142926462356.1644 | 12948601787.1233 | 0 | 0 | 681505357.217 | 13630107144.3403 | 90.9404
Duskcamp Run | WV-OLK-171-A | WV-OLK-171-A_01 | Right Fork/Duskcamp Run | WVLK-88-A | 57912423160.5479 | 4746135236.4384 | 0 | 0 | 249796591.3915 | 4995931827.8298 | 91.8046
Copen Run | WV-OLK-173 | WV-OLK-173_01 | Copen Run | WVLK-90 | 45957286696.9863 | 11423125774.5205 | 4545509.3151 | 4545509.3151 | 601456383.3598 | 12029127667.1954 | 75.1366
Copen Run | WV-OLK-173 | WV-OLK-173_02 | Copen Run | WVLK-90 | 51531676869.3151 | 14449139432.8767 | 4545509.3151 | 4545509.3151 | 760720260.1154 | 15214405202.3071 | 71.9543
Copen Run | WV-OLK-173-A | WV-OLK-173-A_01 | Bower Run | WVLK-90-A | 1260859091.5068 | 1260859091.5068 | 0 | 0 | 66361004.8161 | 1327220096.323 | 0
Oil Creek | WV-OLK-177 | WV-OLK-177_02 | Oil Creek | WVLK-94 | 141189833080 | 28030365876.4384 | 303033958.0822 | 303033958.0822 | 1491231570.2379 | 29824631404.7585 | 79.9754
Oil Creek | WV-OLK-177 | WV-OLK-177_03 | Oil Creek | WVLK-94 | 547234171196.9863 | 60378330824.6575 | 303033958.0822 | 303033958.0822 | 3193756041.1968 | 63875120823.9366 | 88.9174
Oil Creek | WV-OLK-177-F | WV-OLK-177-F_01 | Threelick Run | WVLK-94-F | 43645259007.9452 | 8415951506.8493 | 299246033.6986 | 299246033.6986 | 458694607.3973 | 9173892147.9452 | 80.1677
Saltlick Creek | WV-OLK-178 | WV-OLK-178_03 | Saltlick Creek | WVLK-95 | 549469189200.548 | 74008075500 | 60606791.5068 | 60606791.5068 | 3898351699.553 | 77967033991.0598 | 86.5214
Saltlick Creek | WV-OLK-178 | WV-OLK-178_04 | Saltlick Creek | WVLK-95 | 1.002e+12 | 141940767009.3151 | 206820675.3425 | 206820675.3425 | 7481451983.403 | 149629039668.0606 | 85.8164
Saltlick Creek | WV-OLK-178-L | WV-OLK-178-L_01 | O'Brien Fork | WVLK-95-G | 266363116232.3288 | 23021882095.6164 | 35606489.3151 | 35606489.3151 | 1213552030.7859 | 24271040615.7174 | 91.3447
Knawl Creek | WV-OLK-190 | WV-OLK-190_01 | Knawl Creek | WVLK-101 | 22834907476.9863 | 14422304912.3288 | 0 | 0 | 759068679.5963 | 15181373591.925 | 36.841
Falls Run | WV-OLK-194 | WV-OLK-194_02 | Falls Run | WVLK-105 | 162756532657.5342 | 25922595815.0685 | 3787924.3836 | 3787924.3836 | 1364546512.6027 | 27290930252.0548 | 84.0708
Right Fork/Little Kanawha River | WV-OLK-216 | WV-OLK-216_02 | Right Fork/Little Kanawha River | WVLK-115 | 48704513518.6301 | 29854228104.6575 | 0 | 0 | 1571275163.403 | 31425503268.0606 | 38.7034
Right Fork/Little Kanawha River | WV-OLK-216-Q | WV-OLK-216-Q_01 | Left Fork/Right Fork/Little Kanawha River | WVLK-115-H | 67611455569.863 | 22072725672.0548 | 3787924.3836 | 3787924.3836 | 1161921768.2336 | 23238435364.672 | 67.3498
Laurel Run | WV-OLK-234 | WV-OLK-234_01 | Laurel Run | WVLK-125 | 85351657864.6575 | 20669533534.2466 | 15151697.5342 | 15151697.5342 | 1088667643.7779 | 21773352875.5588 | 75.7696

## TMDLs Fecal Average Annual
Little Kanawha River Watershed Fecal Coliform TMDLs (Average Annual)
Outlet Subwatershed | TMDL Watershed | NHD Code | AUID | Stream Name | WV Code | Baseline LA (counts/yr) | LA (counts/yr) | Baseline WLA (counts/yr) | WLA (counts/yr) | MOS (counts/yr) | TMDL (counts/yr) | % Reduction
5060 | Little Kanawha River | WV-OLK | WV-OLK_01 | Little Kanawha River | WVLK | 9620950883700 | 6251641934800 | 0 | 0 | 329033786042.1053 | 6.5807e+12 | 35.0205
5058 | Little Kanawha River | WV-OLK | WV-OLK_02 | Little Kanawha River | WVLK | 77656210680200 | 17073085247700 | 1382592400 | 1382592400 | 898656202110.5264 | 1.7973e+13 | 78.0131
5037 | Little Kanawha River | WV-OLK | WV-OLK_04 | Little Kanawha River | WVLK | 266691086222200 | 68782144636100 | 28481403500 | 28481403500 | 3.6216e+12 | 7.2432e+13 | 74.2011
5012 | Little Kanawha River | WV-OLK | WV-OLK_06 | Little Kanawha River | WVLK | 415969260461700 | 128004952206400 | 31246588300 | 31246588300 | 6.7387e+12 | 1.3477e+14 | 69.2221
4156 | Little Kanawha River | WV-OLK | WV-OLK_07 | Little Kanawha River | WVLK | 87056498962300 | 86630895479800 | 2765184800 | 2765184800 | 4.5597e+12 | 9.1193e+13 | 0.48887
4108 | Little Kanawha River | WV-OLK | WV-OLK_08 | Little Kanawha River | WVLK | 779001690335800 | 197295730427100 | 520131273100 | 520131273100 | 1.0411e+13 | 2.0823e+14 | 74.6234
4057 | Little Kanawha River | WV-OLK | WV-OLK_09 | Little Kanawha River | WVLK | 1399507414443000 | 298978131769400 | 2336581212400 | 2336581212400 | 1.5859e+13 | 3.1717e+14 | 78.5058
3063 | Little Kanawha River | WV-OLK | WV-OLK_10 | Little Kanawha River | WVLK | 4621153177805800 | 561314778916800 | 2477218513600 | 2477218513600 | 2.9673e+13 | 5.9347e+14 | 87.8063
2082 | Little Kanawha River | WV-OLK | WV-OLK_11 | Little Kanawha River | WVLK | 6131255144170300 | 821956640403900 | 2831576953700 | 2831576953700 | 4.341e+13 | 8.682e+14 | 86.554
1073 | Little Kanawha River | WV-OLK | WV-OLK_12 | Little Kanawha River | WVLK | 9966666685251600 | 1271367817330300 | 6206374472600 | 6206374472600 | 6.7241e+13 | 1.3448e+15 | 87.1895
1001 | Little Kanawha River | WV-OLK | WV-OLK_13 | Little Kanawha River | WVLK | 11242797501082900 | 1569574355496500 | 118834925309800 | 70741990028700 | 8.6332e+13 | 1.7266e+15 | 85.5627
1002 | Little Kanawha River | WV-OLK-1 | WV-OLK-1_01 | Neal Run | WVLK-1 | 147945293076900 | 10387735651700 | 23033899370800 | 9022063406600 | 1.0216e+12 | 2.0431e+13 | 88.6479
1014 | Worthington Creek | WV-OLK-2 | WV-OLK-2_02 | Worthington Creek | WVLK-2 | 82483136943400 | 15978705829600 | 49358549100 | 49358549100 | 843582335721.0526 | 1.6872e+13 | 80.5797
1006 | Worthington Creek | WV-OLK-2 | WV-OLK-2_03 | Worthington Creek | WVLK-2 | 209365334861200 | 33358765327900 | 43215388262700 | 11082862755900 | 2.339e+12 | 4.6781e+13 | 82.405
1007 | Worthington Creek | WV-OLK-2-A | WV-OLK-2-A_01 | Berry Run | WVLK-2-A | 29971140502000 | 3507095172700 | 1382592400 | 1382592400 | 184656724478.9474 | 3.6931e+12 | 88.2944
1013 | Worthington Creek | WV-OLK-2-G | WV-OLK-2-G_01 | Gillespie Run | WVLK-2-D | 38108886603400 | 4895872092300 | 6912962000 | 6912962000 | 258041318647.3684 | 5.1608e+12 | 87.1371
1019 | Mill Run | WV-OLK-7 | WV-OLK-7_01 | Mill Run | WVLK-4 | 25567955226200 | 3052123633900 | 0 | 0 | 160638085994.7368 | 3.2128e+12 | 88.0627
1031 | Tygart Creek | WV-OLK-14 | WV-OLK-14_03 | Tygart Creek | WVLK-6 | 193886095115900 | 17710984089700 | 29863995900 | 29863995900 | 933728846610.5264 | 1.8675e+13 | 90.8513
1023 | Tygart Creek | WV-OLK-14 | WV-OLK-14_04 | Tygart Creek | WVLK-6 | 395541864700600 | 40469181781900 | 85997247800 | 85997247800 | 2.1345e+12 | 4.269e+13 | 89.7492
1038 | Tygart Creek | WV-OLK-14-AE | WV-OLK-14-AE_01 | UNT/Tygart Creek RM 12.99 | WVLK-6-I.2 | 494590019400 | 130306896500 | 0 | 0 | 6858257710.5263 | 137165154210.5263 | 73.6536
1049 | Stillwell Creek | WV-OLK-19 | WV-OLK-19_02 | Stillwell Creek | WVLK-7 | 48114390063300 | 10167076850500 | 15761553400 | 15761553400 | 535938863363.1579 | 1.0719e+13 | 78.8431
1043 | Stillwell Creek | WV-OLK-19 | WV-OLK-19_03 | Stillwell Creek | WVLK-7 | 108067978421000 | 19610496163200 | 44961905000 | 44961905000 | 1.0345e+12 | 2.069e+13 | 81.8195
1061 | Walker Creek | WV-OLK-22 | WV-OLK-22_01 | Walker Creek | WVLK-10 | 8651419028100 | 1937013876200 | 0 | 0 | 101948098747.3684 | 2.039e+12 | 77.6104
1058 | Walker Creek | WV-OLK-22 | WV-OLK-22_03 | Walker Creek | WVLK-10 | 42415341030600 | 11510105503800 | 584836599500 | 584836599500 | 636575900173.6842 | 1.2732e+13 | 71.8723
1067 | Slate Creek | WV-OLK-25 | WV-OLK-25_01 | Slate Creek | WVLK-11 | 24521176354100 | 5772816108600 | 1382592400 | 1382592400 | 303905194789.4737 | 6.0781e+12 | 76.4535
1063 | Slate Creek | WV-OLK-25 | WV-OLK-25_03 | Slate Creek | WVLK-11 | 43103445236800 | 11957866599000 | 4147777200 | 4147777200 | 629579704010.5264 | 1.2592e+13 | 72.2508
1082 | Standingstone Creek | WV-OLK-39 | WV-OLK-39_01 | Standingstone Creek | WVLK-21 | 14009607975200 | 5640978057000 | 0 | 0 | 296893581947.3684 | 5.9379e+12 | 59.7349
1078 | Standingstone Creek | WV-OLK-39 | WV-OLK-39_03 | Standingstone Creek | WVLK-21 | 90892556151900 | 12919849332200 | 9954665300 | 9954665300 | 680515999868.421 | 1.361e+13 | 85.7762
1090 | Tucker Creek | WV-OLK-43 | WV-OLK-43_02 | Tucker Creek | WVLK-23 | 100608597357700 | 11194301152400 | 9678146800 | 9678146800 | 589683121010.5264 | 1.1794e+13 | 88.8649
1088 | Tucker Creek | WV-OLK-43 | WV-OLK-43_03 | Tucker Creek | WVLK-23 | 127794153209500 | 14080178898500 | 11060739200 | 11060739200 | 741644191457.8948 | 1.4833e+13 | 88.9744
1114 | Reedy Creek | WV-OLK-45 | WV-OLK-45_05 | Reedy Creek | WVLK-25 | 731374458276400 | 66003009110900 | 111989985900 | 111989985900 | 3.4797e+12 | 6.9595e+13 | 90.9616
1098 | Reedy Creek | WV-OLK-45 | WV-OLK-45_06 | Reedy Creek | WVLK-25 | 997809950590500 | 95712577883500 | 114755170700 | 114755170700 | 5.0435e+12 | 1.0087e+14 | 90.3973
1099 | Reedy Creek | WV-OLK-45-C | WV-OLK-45-C_03 | Right Reedy Creek | WVLK-25-B | 227549840779300 | 26596592333900 | 1382592400 | 1382592400 | 1.3999e+12 | 2.7998e+13 | 88.3112
1112 | Reedy Creek | WV-OLK-45-C-13 | WV-OLK-45-C-13_01 | Enoch Fork | WVLK-25-B-10 | 33510885038300 | 3270729437200 | 0 | 0 | 172143654589.4737 | 3.4429e+12 | 90.2398
1113 | Reedy Creek | WV-OLK-45-C-14 | WV-OLK-45-C-14_01 | Fulls Fork | WVLK-25-B-9 | 21104108908900 | 2745689066100 | 0 | 0 | 144509950847.3684 | 2.8902e+12 | 86.9898
1130 | Reedy Creek | WV-OLK-45-X | WV-OLK-45-X_03 | Left Fork/Reedy Creek | WVLK-25-S | 192404338445900 | 18469520969200 | 18803256700 | 18803256700 | 973069696100 | 19461393922000 | 90.3918
1128 | Reedy Creek | WV-OLK-45-X | WV-OLK-45-X_04 | Left Fork/Reedy Creek | WVLK-25-S | 239898740713900 | 24616144919900 | 28757922000 | 28757922000 | 1.2971e+12 | 2.5942e+13 | 89.7282
1124 | Reedy Creek | WV-OLK-45-X-1 | WV-OLK-45-X-1_02 | Middle Fork/Reedy Creek | WVLK-25-R | 142010445274900 | 13709663440300 | 22121478400 | 22121478400 | 722725522036.8422 | 1.4455e+13 | 90.3319
1125 | Reedy Creek | WV-OLK-45-X-1-C | WV-OLK-45-X-1-C_01 | Johnson Run | WVLK-25-R-2 | 2994756351300 | 409135964600 | 1382592400 | 1382592400 | 21606239842.1053 | 432124796842.1053 | 86.2984
1135 | Reedy Creek | WV-OLK-45-X-18 | WV-OLK-45-X-18_01 | Tucker Run | WVLK-25-S-11 | 2219172258600 | 809871253300 | 7189480500 | 7189480500 | 43003196515.7895 | 860063930315.7894 | 63.3006
1139 | Reedy Creek | WV-OLK-45-Y | WV-OLK-45-Y_02 | Right Fork/Reedy Creek | WVLK-25-Q | 201090121341500 | 8865382737700 | 2765184800 | 2765184800 | 466744627500 | 9334892550000 | 95.59
1140 | Reedy Creek | WV-OLK-45-Y-2 | WV-OLK-45-Y-2_01 | Seaman Fork | WVLK-25-Q-1 | 61079129606200 | 2812651034400 | 1382592400 | 1382592400 | 148107032989.4737 | 2.9621e+12 | 95.3929
1161 | Spring Creek | WV-OLK-55 | WV-OLK-55_04 | Spring Creek | WVLK-31 | 619829584372500 | 48057176112000 | 2111495164200 | 2111495164200 | 2.6405e+12 | 5.2809e+13 | 91.9335
1147 | Spring Creek | WV-OLK-55 | WV-OLK-55_05 | Spring Creek | WVLK-31 | 866845521851800 | 73123379192000 | 2114536867500 | 2114536867500 | 3.9599e+12 | 7.9198e+13 | 91.3416
1166 | Spring Creek | WV-OLK-55-AF | WV-OLK-55-AF_01 | Tanner Run | WVLK-31-X | 26932220088400 | 2939211004300 | 4147777200 | 4147777200 | 154913620078.9474 | 3.0983e+12 | 89.0729
1174 | Spring Creek | WV-OLK-55-AI | WV-OLK-55-AI_03 | Left Fork/Spring Creek | WVLK-31-Z | 96664333023600 | 13631806694000 | 9678146800 | 9678146800 | 717972886357.8948 | 1.4359e+13 | 85.8892
1175 | Spring Creek | WV-OLK-55-AI-2 | WV-OLK-55-AI-2_01 | Charles Fork | WVLK-31-Z-1 | 5142096226600 | 1901286488000 | 0 | 0 | 100067709894.7368 | 2.0014e+12 | 63.0251
1179 | Spring Creek | WV-OLK-55-AJ | WV-OLK-55-AJ_02 | Right Fork/Spring Creek | WVLK-31-AA | 116807648159200 | 10930480705000 | 18250219700 | 18250219700 | 576248996036.8422 | 1.1525e+13 | 90.6282
2075 | West Fork/Little Kanawha River | WV-OLK-59 | WV-OLK-59_02 | West Fork/Little Kanawha River | WVLKW | 287445851136200 | 19312697216900 | 8848591400 | 8848591400 | 1.0169e+12 | 2.0338e+13 | 93.2784
2071 | West Fork/Little Kanawha River | WV-OLK-59 | WV-OLK-59_04 | West Fork/Little Kanawha River | WVLKW | 411539308820600 | 32064315854200 | 11613776200 | 11613776200 | 1.6882e+12 | 3.3764e+13 | 92.2061
2054 | West Fork/Little Kanawha River | WV-OLK-59 | WV-OLK-59_05 | West Fork/Little Kanawha River | WVLKW | 716056281510700 | 70763747790600 | 123603763300 | 123603763300 | 3.7309e+12 | 7.4618e+13 | 90.102
2044 | West Fork/Little Kanawha River | WV-OLK-59 | WV-OLK-59_06 | West Fork/Little Kanawha River | WVLKW | 784263715672900 | 86460384917000 | 218615515200 | 218615515200 | 4.5621e+12 | 9.1241e+13 | 88.9508
2041 | West Fork/Little Kanawha River | WV-OLK-59-W | WV-OLK-59-W_02 | Henry Fork | WVLKW-15 | 106623245731700 | 8742954097900 | 4147777200 | 4147777200 | 460373782900 | 9207475658000 | 91.7966
2016 | West Fork/Little Kanawha River | WV-OLK-59-W | WV-OLK-59-W_05 | Henry Fork | WVLKW-15 | 461021205473100 | 53805270559000 | 28757922000 | 28757922000 | 2.8334e+12 | 5.6667e+13 | 88.3236
2017 | West Fork/Little Kanawha River | WV-OLK-59-W-8 | WV-OLK-59-W-8_01 | Laurel Run | WVLKW-15-F | 11785452599600 | 3608747734200 | 14655479500 | 14655479500 | 190705432300 | 3814108646000 | 69.2935
2023 | West Fork/Little Kanawha River | WV-OLK-59-W-12 | WV-OLK-59-W-12_03 | Beech Fork | WVLKW-15-I | 198044989497200 | 15748791955200 | 1382592400 | 1382592400 | 828956555136.8422 | 1.6579e+13 | 92.0472
2028 | West Fork/Little Kanawha River | WV-OLK-59-W-12-T | WV-OLK-59-W-12-T_01 | Sang Run | WVLKW-15-I-9 | 4255484087300 | 700887203500 | 1382592400 | 1382592400 | 36961568205.2632 | 739231364105.2632 | 83.5027
2032 | West Fork/Little Kanawha River | WV-OLK-59-W-15-H | WV-OLK-59-W-15-H_01 | Chambers Fork | WVLKW-15-L-3 | 12278884779900 | 1102709556600 | 0 | 0 | 58037345084.2105 | 1.1607e+12 | 91.0195
2069 | West Fork/Little Kanawha River | WV-OLK-59-BH | WV-OLK-59-BH_01 | Left Fork/West Fork/Little Kanawha River | WVLKW-31 | 68027107355400 | 7389329240600 | 0 | 0 | 388912065294.7368 | 7.7782e+12 | 89.1377
2063 | West Fork/Little Kanawha River | WV-OLK-59-BH | WV-OLK-59-BH_03 | Left Fork/West Fork/Little Kanawha River | WVLKW-31 | 165755754263000 | 20898818705400 | 0 | 0 | 1099937826600 | 21998756532000 | 87.3918
2087 | Straight Creek | WV-OLK-69 | WV-OLK-69_02 | Straight Creek | WVLK-39 | 29720364020400 | 7325305482100 | 0 | 0 | 385542393794.7368 | 7.7108e+12 | 75.3526
2096 | Leading Creek | WV-OLK-72 | WV-OLK-72_01 | Leading Creek | WVLK-40 | 15921149548500 | 2700943899300 | 0 | 0 | 142154942068.4211 | 2.8431e+12 | 83.0355
2091 | Leading Creek | WV-OLK-72 | WV-OLK-72_02 | Leading Creek | WVLK-40 | 44401399415600 | 10896584943800 | 0 | 0 | 573504470726.3158 | 1.147e+13 | 75.4589
2098 | Annamoriah Run | WV-OLK-76 | WV-OLK-76_01 | Annamoriah Run | WVLK-42 | 47033320773300 | 4306518155700 | 1382592400 | 1382592400 | 226731618321.0526 | 4.5346e+12 | 90.841
2100 | Yellow Creek | WV-OLK-79 | WV-OLK-79_02 | Yellow Creek | WVLK-45 | 63500908915700 | 10400527712900 | 2765184800 | 2765184800 | 547541731457.8947 | 1.0951e+13 | 83.6178
2103 | Yellow Creek | WV-OLK-79-S-3 | WV-OLK-79-S-3_01 | UNT/Back Fork RM 0.71 | WVLK-45-L-3 | 707054535900 | 293160657900 | 0 | 0 | 15429508310.5263 | 308590166210.5263 | 58.5378
3001 | Steer Creek | WV-OLK-109 | WV-OLK-109_07 | Steer Creek | WVLKS | 1120460070805600 | 150899091256100 | 19771071500 | 19771071500 | 7.9431e+12 | 1.5886e+14 | 86.5309
3041 | Steer Creek | WV-OLK-109-Q | WV-OLK-109-Q_02 | Right Fork/Steer Creek | WVLKS-9 | 140901175761900 | 12210549335300 | 0 | 0 | 642660491331.579 | 1.2853e+13 | 91.334
3039 | Steer Creek | WV-OLK-109-Q | WV-OLK-109-Q_03 | Right Fork/Steer Creek | WVLKS-9 | 218708019998300 | 20236810739200 | 0 | 0 | 1.0651e+12 | 2.1302e+13 | 90.7471
3023 | Steer Creek | WV-OLK-109-Q | WV-OLK-109-Q_05 | Right Fork/Steer Creek | WVLKS-9 | 362709557987500 | 59520921213600 | 7742517500 | 7742517500 | 3.1331e+12 | 6.2662e+13 | 83.5881
3026 | Steer Creek | WV-OLK-109-Q-17 | WV-OLK-109-Q-17_03 | O'Brien Fork | WVLKS-9-G | 69577177923800 | 16290678902800 | 0 | 0 | 857404152778.9474 | 1.7148e+13 | 76.5862
3059 | Steer Creek | WV-OLK-109-R | WV-OLK-109-R_02 | Left Fork/Steer Creek | WVLKS-10 | 131370365999600 | 13617397451800 | 3041703300 | 3041703300 | 716865218689.4736 | 1.4337e+13 | 89.6323
3056 | Steer Creek | WV-OLK-109-R | WV-OLK-109-R_03 | Left Fork/Steer Creek | WVLKS-10 | 172371688141700 | 20947182234000 | 3041703300 | 3041703300 | 1.1026e+12 | 2.2053e+13 | 87.8461
3046 | Steer Creek | WV-OLK-109-R | WV-OLK-109-R_04 | Left Fork/Steer Creek | WVLKS-10 | 436233197946900 | 42980608517700 | 4700814200 | 4700814200 | 2.2624e+12 | 4.5248e+13 | 90.1464
3049 | Steer Creek | WV-OLK-109-R-6 | WV-OLK-109-R-6_01 | White Oak Run | WVLKS-10-D | 5593585742900 | 1445565494900 | 1659110900 | 1659110900 | 76169716094.7368 | 1.5234e+12 | 74.1347
3051 | Steer Creek | WV-OLK-109-R-7 | WV-OLK-109-R-7_01 | Steer Run | WVLKS-10-E | 120707003830100 | 6973484066100 | 0 | 0 | 367025477163.1579 | 7.3405e+12 | 94.2228
3058 | Steer Creek | WV-OLK-109-R-21 | WV-OLK-109-R-21_01 | Bender Run | WVLKS-10-P | 6704529580000 | 1557664860100 | 0 | 0 | 81982361057.8947 | 1.6396e+12 | 76.767
3084 | Tanner Creek | WV-OLK-134 | WV-OLK-134_01 | Tanner Creek | WVLK-66 | 62199170596900 | 5635862729800 | 3318221800 | 3318221800 | 296798997452.6316 | 5.936e+12 | 90.9342
3082 | Tanner Creek | WV-OLK-134 | WV-OLK-134_02 | Tanner Creek | WVLK-66 | 107336715923600 | 9727252970400 | 3318221800 | 3318221800 | 512135325905.2632 | 1.0243e+13 | 90.9348
3080 | Tanner Creek | WV-OLK-134 | WV-OLK-134_03 | Tanner Creek | WVLK-66 | 131789062380900 | 16271936683600 | 4700814200 | 4700814200 | 856665131463.1578 | 1.7133e+13 | 87.6499
3074 | Tanner Creek | WV-OLK-134 | WV-OLK-134_04 | Tanner Creek | WVLK-66 | 162396265272900 | 26542695399400 | 6083406600 | 6083406600 | 1.3973e+12 | 2.7946e+13 | 83.6525
3125 | Cedar Creek | WV-OLK-142 | WV-OLK-142_01 | Cedar Creek | WVLK-72 | 48849039946500 | 7854595013100 | 0 | 0 | 413399737531.5789 | 8.268e+12 | 83.9207
3093 | Cedar Creek | WV-OLK-142 | WV-OLK-142_05 | Cedar Creek | WVLK-72 | 815604812687000 | 65490691649700 | 38712588000 | 38712588000 | 3.4489e+12 | 6.8978e+13 | 91.9659
3103 | Cedar Creek | WV-OLK-142-P-2 | WV-OLK-142-P-2_01 | Long Lick Run | WVLK-72-E-2 | 224703898700 | 180024267100 | 0 | 0 | 9474961426.3158 | 189499228526.3158 | 19.8838
3117 | Cedar Creek | WV-OLK-142-AQ | WV-OLK-142-AQ_01 | Slabcamp Run | WVLK-72-R | 1502667579500 | 963464797900 | 1382592400 | 1382592400 | 50781441594.7368 | 1.0156e+12 | 35.8501
3131 | Sinking Creek | WV-OLK-146 | WV-OLK-146_01 | Sinking Creek | WVLK-74 | 33531468078000 | 7741310735200 | 0 | 0 | 407437407115.7895 | 8.1487e+12 | 76.9133
4055 | Leading Creek | WV-OLK-149 | WV-OLK-149_01 | Leading Creek | WVLK-75 | 26091900322900 | 5101389896600 | 12719850300 | 12719850300 | 269163670889.4737 | 5.3833e+12 | 80.4092
4043 | Leading Creek | WV-OLK-149 | WV-OLK-149_03 | Leading Creek | WVLK-75 | 150675825162600 | 20427360646000 | 29310959300 | 29310959300 | 1.0767e+12 | 2.1533e+13 | 86.426
4009 | Leading Creek | WV-OLK-149 | WV-OLK-149_06 | Leading Creek | WVLK-75 | 1058930831673700 | 86480412687100 | 52815030300 | 52815030300 | 4.5544e+12 | 9.1088e+13 | 91.8287
4001 | Leading Creek | WV-OLK-149 | WV-OLK-149_07 | Leading Creek | WVLK-75 | 2077156725252000 | 115846556078300 | 58345399900 | 58345399900 | 6.1003e+12 | 1.2201e+14 | 94.4202
4006 | Leading Creek | WV-OLK-149-J | WV-OLK-149-J_02 | Horn Creek | WVLK-75-F | 809353005124900 | 16637827193200 | 5530369600 | 5530369600 | 875966187515.7894 | 1.7519e+13 | 97.9436
4004 | Leading Creek | WV-OLK-149-J | WV-OLK-149-J_03 | Horn Creek | WVLK-75-F | 926645086573900 | 21218709740400 | 5530369600 | 5530369600 | 1.1171e+12 | 2.2341e+13 | 97.7096
4018 | Leading Creek | WV-OLK-149-W | WV-OLK-149-W_02 | Cove Creek/Leading Creek | WVLK-75-K | 106838113203100 | 9958241501500 | 0 | 0 | 524117973763.1579 | 1.0482e+13 | 90.6791
4012 | Leading Creek | WV-OLK-149-W | WV-OLK-149-W_03 | Cove Creek/Leading Creek | WVLK-75-K | 594237204258100 | 26779708722700 | 3318221800 | 3318221800 | 1.4096e+12 | 2.8193e+13 | 95.4929
4019 | Leading Creek | WV-OLK-149-W-10 | WV-OLK-149-W-10_01 | Rush Run | WVLK-75-K-7 | 20750906326500 | 2345174259600 | 0 | 0 | 123430224189.4737 | 2.4686e+12 | 88.6984
4034 | Leading Creek | WV-OLK-149-AC | WV-OLK-149-AC_02 | Fink Creek | WVLK-75-N | 121987737498400 | 11967705705400 | 7465999000 | 7465999000 | 630272194968.421 | 1.2605e+13 | 90.1839
4025 | Leading Creek | WV-OLK-149-AC | WV-OLK-149-AC_04 | Fink Creek | WVLK-75-N | 210061464730900 | 28656756363300 | 13272887100 | 13272887100 | 1.5089e+12 | 3.0179e+13 | 86.3525
4031 | Leading Creek | WV-OLK-149-AC-19 | WV-OLK-149-AC-19_01 | Sand Fork | WVLK-75-N-5 | 47688193814700 | 5975545001600 | 1382592400 | 1382592400 | 314575136526.3158 | 6.2915e+12 | 87.467
4041 | Leading Creek | WV-OLK-149-AC-36 | WV-OLK-149-AC-36_01 | Isaacs Fork | WVLK-75-N-7 | 2147810472000 | 827873837400 | 0 | 0 | 43572307231.5789 | 871446144631.579 | 61.455
4044 | Leading Creek | WV-OLK-149-AE | WV-OLK-149-AE_01 | Happy Hollow | WVLK-75-N.5 | 1528892606100 | 451622050100 | 0 | 0 | 23769581584.2105 | 475391631684.2105 | 70.4608
4052 | Leading Creek | WV-OLK-149-AQ | WV-OLK-149-AQ_01 | Alum Fork | WVLK-75-Q | 34681459047500 | 5425215284500 | 4424295700 | 4424295700 | 285770504221.0526 | 5.7154e+12 | 84.3463
4060 | Stewart Creek | WV-OLK-159 | WV-OLK-159_01 | Stewart Creek | WVLK-79 | 52488862972700 | 6604440703600 | 5806888100 | 5806888100 | 347907767984.2105 | 6.9582e+12 | 87.4078
4064 | Duck Creek | WV-OLK-163 | WV-OLK-163_01 | Duck Creek | WVLK-82 | 7662698200300 | 2114715590300 | 1382592400 | 1382592400 | 111373588563.1579 | 2.2275e+12 | 72.3894
4070 | Bear Run | WV-OLK-164 | WV-OLK-164_01 | Bear Run | WVLK-83 | 8299144960900 | 953136878500 | 0 | 0 | 50165098868.4211 | 1.0033e+12 | 88.5152
4072 | Lynch Run | WV-OLK-166 | WV-OLK-166_01 | Lynch Run | WVLK-85 | 3184480018800 | 1304189876200 | 0 | 0 | 68641572431.5789 | 1.3728e+12 | 59.0454
4103 | Sand Fork | WV-OLK-168 | WV-OLK-168_03 | Sand Fork | WVLK-86 | 112156286629900 | 12191327579200 | 1382592400 | 1382592400 | 641721587978.9474 | 1.2834e+13 | 89.129
4095 | Sand Fork | WV-OLK-168 | WV-OLK-168_04 | Sand Fork | WVLK-86 | 163410433943400 | 26738114842400 | 6083406600 | 6083406600 | 1.4076e+12 | 2.8152e+13 | 83.6343
4076 | Sand Fork | WV-OLK-168 | WV-OLK-168_05 | Sand Fork | WVLK-86 | 470171691217900 | 56270086747300 | 7465999000 | 7465999000 | 2.962e+12 | 5.924e+13 | 88.0306
4080 | Sand Fork | WV-OLK-168-E-4 | WV-OLK-168-E-4_01 | Jakes Run | WVLK-86-C-3 | 1369914938200 | 446718943200 | 0 | 0 | 23511523326.3158 | 470230466526.3158 | 67.3908
4088 | Sand Fork | WV-OLK-168-H | WV-OLK-168-H_02 | Indian Fork | WVLK-86-E | 81074427998200 | 8996320503400 | 1382592400 | 1382592400 | 473563320831.5789 | 9.4713e+12 | 88.9021
4083 | Sand Fork | WV-OLK-168-H | WV-OLK-168-H_03 | Indian Fork | WVLK-86-E | 100694642361800 | 15487163325600 | 1382592400 | 1382592400 | 815186627263.1578 | 1.6304e+13 | 84.6185
4093 | Sand Fork | WV-OLK-168-H-16 | WV-OLK-168-H-16_01 | Goosepen Run | WVLK-86-E-8 | 8880748512500 | 1388490545800 | 1382592400 | 1382592400 | 73151217800 | 1463024356000 | 84.352
4104 | Sand Fork | WV-OLK-168-R | WV-OLK-168-R_01 | Rock Run | WVLK-86-K | 1676559407500 | 767420909200 | 0 | 0 | 40390574168.4211 | 807811483368.421 | 54.2264
4106 | Sand Fork | WV-OLK-168-Z | WV-OLK-168-Z_01 | Crooked Fork | WVLK-86-M | 54218219702000 | 3707949801500 | 1382592400 | 1382592400 | 195228020731.5789 | 3.9046e+12 | 93.1587
4109 | Duskcamp Run | WV-OLK-171 | WV-OLK-171_01 | Duskcamp Run | WVLK-88 | 52168158760000 | 4726239652300 | 0 | 0 | 248749455384.2105 | 4.975e+12 | 90.9404
4110 | Duskcamp Run | WV-OLK-171-A | WV-OLK-171-A_01 | Right Fork/Duskcamp Run | WVLK-88-A | 21138034453600 | 1732339361300 | 0 | 0 | 91175755857.8947 | 1.8235e+12 | 91.8046
4121 | Copen Run | WV-OLK-173 | WV-OLK-173_01 | Copen Run | WVLK-90 | 16774409644400 | 4169440907700 | 1659110900 | 1659110900 | 219531579926.3158 | 4.3906e+12 | 75.1366
4119 | Copen Run | WV-OLK-173 | WV-OLK-173_02 | Copen Run | WVLK-90 | 18809062057300 | 5273935893000 | 1659110900 | 1659110900 | 277662894942.1053 | 5.5533e+12 | 71.9543
4120 | Copen Run | WV-OLK-173-A | WV-OLK-173-A_01 | Bower Run | WVLK-90-A | 460213568400 | 460213568400 | 0 | 0 | 24221766757.8947 | 484435335157.8947 | 0
4133 | Oil Creek | WV-OLK-177 | WV-OLK-177_02 | Oil Creek | WVLK-94 | 51534289074200 | 10231083544900 | 110607394700 | 110607394700 | 544299523136.8421 | 1.0886e+13 | 79.9754
4129 | Oil Creek | WV-OLK-177 | WV-OLK-177_03 | Oil Creek | WVLK-94 | 199740472486900 | 22038090751000 | 110607394700 | 110607394700 | 1.1657e+12 | 2.3314e+13 | 88.9174
4134 | Oil Creek | WV-OLK-177-F | WV-OLK-177-F_01 | Threelick Run | WVLK-94-F | 15930519537900 | 3071822300000 | 109224802300 | 109224802300 | 167423531700 | 3348470634000 | 80.1677
4147 | Saltlick Creek | WV-OLK-178 | WV-OLK-178_03 | Saltlick Creek | WVLK-95 | 200556254058200 | 27012947557500 | 22121478900 | 22121478900 | 1.4229e+12 | 2.8458e+13 | 86.5214
4139 | Saltlick Creek | WV-OLK-178 | WV-OLK-178_04 | Saltlick Creek | WVLK-95 | 365727453521800 | 51808379958400 | 75489546500 | 75489546500 | 2.7307e+12 | 5.4615e+13 | 85.8164
4144 | Saltlick Creek | WV-OLK-178-L | WV-OLK-178-L_01 | O'Brien Fork | WVLK-95-G | 97222537424800 | 8402986964900 | 12996368600 | 12996368600 | 442946491236.8421 | 8.8589e+12 | 91.3447
5005 | Knawl Creek | WV-OLK-190 | WV-OLK-190_01 | Knawl Creek | WVLK-101 | 8334741229100 | 5264141293000 | 0 | 0 | 277060068052.6316 | 5.5412e+12 | 36.841
5009 | Falls Run | WV-OLK-194 | WV-OLK-194_02 | Falls Run | WVLK-105 | 59406134420000 | 9461747472500 | 1382592400 | 1382592400 | 498059477100 | 9961189542000 | 84.0708
5030 | Right Fork/Little Kanawha River | WV-OLK-216 | WV-OLK-216_02 | Right Fork/Little Kanawha River | WVLK-115 | 17777147434300 | 10896793258200 | 0 | 0 | 573515434642.1052 | 1.147e+13 | 38.7034
5028 | Right Fork/Little Kanawha River | WV-OLK-216-Q | WV-OLK-216-Q_01 | Left Fork/Right Fork/Little Kanawha River | WVLK-115-H | 24678181283000 | 8056544870300 | 1382592400 | 1382592400 | 424101445405.2632 | 8.482e+12 | 67.3498
5049 | Laurel Run | WV-OLK-234 | WV-OLK-234_01 | Laurel Run | WVLK-125 | 31153355120600 | 7544379740000 | 5530369600 | 5530369600 | 397363689978.9474 | 7.9473e+12 | 75.7696

## LAs Fecal
Little Kanawha River Watershed Fecal Coliform Load Allocations
Upstream TMDL | Year | NHD Code | AUID | Stream Name | WV Code | Baseline LA | Allocation LA
Hughes River TMDL LA | 2018 | WV-OLK-31 | WV-OLK-31_08 | Hughes River | WVLKH | 5244889397700 | 901290674100
TMDL Watershed | Subwatershed | NHD Code | AUID | Stream Name | WV Code | Cropland Baseline Load (counts/yr) | Cropland Allocated Load (counts/yr) | Cropland Percent Reduction | Pasture Baseline Load (counts/yr) | Pasture Allocated Load (counts/yr) | Pasture Percent Reduction | Background & Other Nonpoint Sources Baseline Load (counts/yr) | Background & Other Nonpoint Sources Allocated Load (counts/yr) | Background & Other Nonpoint Sources Percent Reduction | Onsite Sewer Systems Baseline Load (counts/yr) | Onsite Sewer Systems Allocated Load (counts/yr) | Onsite Sewer Systems Percent Reduction | Residential Baseline Load (counts/yr) | Residential Allocated Load (counts/yr) | Residential Percent Reduction
Little Kanawha River | 1001 | WV-OLK | WV-OLK_13 | Little Kanawha River | WVLK | 0 | 0 | 0 | 0 | 0 | 0 | 48545576300 | 48545576300 | 0 | 0 | 0 | 0 | 3434615591700 | 3434615591700 | 0
Little Kanawha River | 1002 | WV-OLK-1 | WV-OLK-1_01 | Neal Run | WVLK-1 | 0 | 0 | 0 | 0 | 0 | 0 | 9848411800 | 9848411800 | 0 | 0 | 0 | 0 | 358362380300 | 35836238000 | 90
Little Kanawha River | 1003 | WV-OLK-1-A | WV-OLK-1-A_01 | UNT/Neal Run RM 2.58 |  | 0 | 0 | 0 | 11550206807200 | 448568622800 | 96.1164 | 757655795600 | 757655795600 | 0 | 64027839600 | 0 | 100 | 12875254602100 | 1288272527800 | 89.9942
Little Kanawha River | 1004 | WV-OLK-1 | WV-OLK-1_01 | Neal Run | WVLK-1 | 0 | 0 | 0 | 237960316400 | 10652578100 | 95.5234 | 1832279351400 | 1832279351400 | 0 | 315006324600 | 0 | 100 | 119944691247900 | 6004622126200 | 94.9938
Little Kanawha River | 1005 | WV-OLK | WV-OLK_13 | Little Kanawha River | WVLK | 0 | 0 | 0 | 0 | 0 | 0 | 7557413000 | 7557413000 | 0 | 0 | 0 | 0 | 4820904642300 | 4820904642300 | 0
Worthington Creek | 1006 | WV-OLK-2 | WV-OLK-2_03 | Worthington Creek | WVLK-2 | 0 | 0 | 0 | 0 | 0 | 0 | 81705447900 | 81705447900 | 0 | 0 | 0 | 0 | 10479691190700 | 1572851497300 | 84.9914
Worthington Creek | 1007 | WV-OLK-2-A | WV-OLK-2-A_01 | Berry Run | WVLK-2-A | 0 | 0 | 0 | 883410895000 | 39701054400 | 95.5059 | 617370404800 | 617370404800 | 0 | 5798245600 | 0 | 100 | 28464560956600 | 2850023713500 | 89.9875
Worthington Creek | 1008 | WV-OLK-2 | WV-OLK-2_03 | Worthington Creek | WVLK-2 | 0 | 0 | 0 | 0 | 0 | 0 | 110771692600 | 110771692600 | 0 | 0 | 0 | 0 | 10969221683200 | 1645878464900 | 84.9955
Worthington Creek | 1009 | WV-OLK-2-B | WV-OLK-2-B_01 | Holmes Run | WVLK-2-B | 0 | 0 | 0 | 0 | 0 | 0 | 117400316900 | 117400316900 | 0 | 0 | 0 | 0 | 6907208439100 | 691180131500 | 89.9934
Worthington Creek | 1010 | WV-OLK-2 | WV-OLK-2_03 | Worthington Creek | WVLK-2 | 0 | 0 | 0 | 0 | 0 | 0 | 236074921800 | 236074921800 | 0 | 7699309700 | 0 | 100 | 5844775009800 | 877149819900 | 84.9926
Worthington Creek | 1011 | WV-OLK-2-C | WV-OLK-2-C_01 | Johnson Run | WVLK-2-B.5 | 0 | 0 | 0 | 1262601400 | 1262601400 | 0 | 421151605900 | 421151605900 | 0 | 33629824300 | 0 | 100 | 6976222868100 | 1048080471500 | 84.9764
Worthington Creek | 1012 | WV-OLK-2 | WV-OLK-2_03 | Worthington Creek | WVLK-2 | 0 | 0 | 0 | 6161849834900 | 144761667900 | 97.6507 | 549105885800 | 549105885800 | 0 | 47906815800 | 0 | 100 | 9856493364500 | 1479717708000 | 84.9874
Worthington Creek | 1013 | WV-OLK-2-G | WV-OLK-2-G_01 | Gillespie Run | WVLK-2-D | 0 | 0 | 0 | 26736004835200 | 1475556991600 | 94.481 | 1450290207300 | 1450290207300 | 0 | 80015788800 | 0 | 100 | 9842575772100 | 1970024893400 | 79.9847
Worthington Creek | 1014 | WV-OLK-2 | WV-OLK-2_02 | Worthington Creek | WVLK-2 | 0 | 0 | 0 | 10259986625700 | 520025806600 | 94.9315 | 1194664578700 | 1194664578700 | 0 | 54503508300 | 0 | 100 | 12615418940900 | 2524747956700 | 79.9868
Worthington Creek | 1015 | WV-OLK-2-K | WV-OLK-2-K_01 | Laurel Fork | WVLK-2-F | 0 | 0 | 0 | 16638521970500 | 994455823900 | 94.0232 | 2229748336000 | 2229748336000 | 0 | 84422455400 | 0 | 100 | 10923881924100 | 2186754804600 | 79.9819
Worthington Creek | 1016 | WV-OLK-2 | WV-OLK-2_01 | Worthington Creek | WVLK-2 | 0 | 0 | 0 | 7610680671400 | 374999797800 | 95.0727 | 1580675244300 | 1580675244300 | 0 | 78856139700 | 0 | 100 | 5526248844400 | 1382903907800 | 74.9757
Worthington Creek | 1017 | WV-OLK-2 | WV-OLK-2_01 | Worthington Creek | WVLK-2 | 0 | 0 | 0 | 6759565547100 | 206122287900 | 96.9507 | 1425974607200 | 1425974607200 | 0 | 76072981800 | 0 | 100 | 5423914567900 | 1357632678100 | 74.9695
Little Kanawha River | 1018 | WV-OLK | WV-OLK_13 | Little Kanawha River | WVLK | 0 | 0 | 0 | 9937808810600 | 280863013700 | 97.1738 | 908081771900 | 908081771900 | 0 | 21253896900 | 0 | 100 | 56780027501300 | 56780027501300 | 0
Mill Run | 1019 | WV-OLK-7 | WV-OLK-7_01 | Mill Run | WVLK-4 | 0 | 0 | 0 | 2356680364900 | 169526846300 | 92.8065 | 623779060400 | 623779060400 | 0 | 23801322800 | 0 | 100 | 22563694478100 | 2258817727200 | 89.9891
Little Kanawha River | 1020 | WV-OLK | WV-OLK_13 | Little Kanawha River | WVLK | 0 | 0 | 0 | 1313303486100 | 93117859200 | 92.9096 | 200006232300 | 200006232300 | 0 | 11292320900 | 0 | 100 | 11025043795200 | 11025043795200 | 0
Little Kanawha River | 1021 | WV-OLK-11 | WV-OLK-11_01 | Jackson Run | WVLK-5 | 0 | 0 | 0 | 6750621106000 | 247417184000 | 96.3349 | 755464935200 | 755464935200 | 0 | 5018809300 | 0 | 100 | 39589115734900 | 3960604257700 | 89.9957
Little Kanawha River | 1022 | WV-OLK | WV-OLK_13 | Little Kanawha River | WVLK | 0 | 0 | 0 | 1115579941300 | 41405415700 | 96.2884 | 301296040900 | 301296040900 | 0 | 14885332100 | 0 | 100 | 12397399513000 | 12397399513000 | 0
Tygart Creek | 1023 | WV-OLK-14 | WV-OLK-14_04 | Tygart Creek | WVLK-6 | 0 | 0 | 0 | 2170422235400 | 97070560900 | 95.5276 | 564195579500 | 564195579500 | 0 | 7699309700 | 0 | 100 | 20717859666200 | 2074403604600 | 89.9874
Tygart Creek | 1024 | WV-OLK-14-G | WV-OLK-14-G_01 | Badgley Fork | WVLK-6-A | 0 | 0 | 0 | 66977572589300 | 1210804064700 | 98.1922 | 2612641970000 | 2612641970000 | 0 | 179745612500 | 0 | 100 | 13848369861300 | 1387239171500 | 89.9827
Tygart Creek | 1025 | WV-OLK-14 | WV-OLK-14_04 | Tygart Creek | WVLK-6 | 0 | 0 | 0 | 0 | 0 | 0 | 4111509400 | 4111509400 | 0 | 0 | 0 | 0 | 48843250700 | 7345201800 | 84.9617
Tygart Creek | 1026 | WV-OLK-14-H | WV-OLK-14-H_01 | Sams Creek | WVLK-6-B | 0 | 0 | 0 | 12152577671800 | 452835893000 | 96.2737 | 2389848274400 | 2389848274400 | 0 | 117607430700 | 0 | 100 | 7099006445400 | 1776076800300 | 74.9813
Tygart Creek | 1027 | WV-OLK-14 | WV-OLK-14_04 | Tygart Creek | WVLK-6 | 0 | 0 | 0 | 0 | 0 | 0 | 40751127400 | 40751127400 | 0 | 0 | 0 | 0 | 36186705200 | 5428005800 | 85
Tygart Creek | 1028 | WV-OLK-14-I | WV-OLK-14-I_02 | Little Tygart Creek | WVLK-6-C | 831683800 | 831683800 | 0 | 993298366600 | 48284465800 | 95.139 | 554230658600 | 554230658600 | 0 | 1026574600 | 0 | 100 | 34490427060100 | 3450858393900 | 89.9947
Tygart Creek | 1029 | WV-OLK-14-I-5 | WV-OLK-14-I-5_01 | Lockhart Run | WVLK-6-C-1 | 0 | 0 | 0 | 513772616100 | 14236652000 | 97.229 | 800325719600 | 800325719600 | 0 | 40188495500 | 0 | 100 | 16826961621700 | 1684585111200 | 89.9888
Tygart Creek | 1030 | WV-OLK-14-I | WV-OLK-14-I_01 | Little Tygart Creek | WVLK-6-C | 0 | 0 | 0 | 10793346889000 | 461032398800 | 95.7286 | 2019118710600 | 2019118710600 | 0 | 152298048800 | 0 | 100 | 5502503900800 | 1101942134600 | 79.9738
Tygart Creek | 1031 | WV-OLK-14 | WV-OLK-14_03 | Tygart Creek | WVLK-6 | 0 | 0 | 0 | 1470366542700 | 65798640200 | 95.525 | 467074414200 | 467074414200 | 0 | 17603853700 | 0 | 100 | 10609828769100 | 1061900983500 | 89.9913
Tygart Creek | 1032 | WV-OLK-14-L | WV-OLK-14-L_01 | Sugarcamp Run | WVLK-6-D | 0 | 0 | 0 | 8058923649800 | 165841979700 | 97.9421 | 881606874300 | 881606874300 | 0 | 43496347100 | 0 | 100 | 2789861584200 | 419044953300 | 84.9797
Tygart Creek | 1033 | WV-OLK-14 | WV-OLK-14_03 | Tygart Creek | WVLK-6 | 0 | 0 | 0 | 1080676941900 | 34916616100 | 96.769 | 553287296700 | 553287296700 | 0 | 13185780700 | 0 | 100 | 5286653655000 | 529773609700 | 89.979
Tygart Creek | 1034 | WV-OLK-14-P | WV-OLK-14-P_01 | Sycamore Run | WVLK-6-E | 0 | 0 | 0 | 70250481322200 | 446057774300 | 99.365 | 669479025000 | 669479025000 | 0 | 45458245200 | 0 | 100 | 3116409576200 | 468068880300 | 84.9805
Tygart Creek | 1035 | WV-OLK-14 | WV-OLK-14_03 | Tygart Creek | WVLK-6 | 0 | 0 | 0 | 9050170475300 | 223587529700 | 97.5295 | 1608807535500 | 1608807535500 | 0 | 105759999100 | 0 | 100 | 9618648527500 | 963988735900 | 89.9779
Tygart Creek | 1036 | WV-OLK-14-W | WV-OLK-14-W_01 | Buck Run | WVLK-6-G | 0 | 0 | 0 | 18715739751600 | 786368813400 | 95.7984 | 833511922600 | 833511922600 | 0 | 74217543200 | 0 | 100 | 3277160874600 | 492342171300 | 84.9766
Tygart Creek | 1037 | WV-OLK-14 | WV-OLK-14_01 | Tygart Creek | WVLK-6 | 0 | 0 | 0 | 2403930687200 | 42148645500 | 98.2467 | 1265528391600 | 1265528391600 | 0 | 102049121900 | 0 | 100 | 7993568168900 | 801316444700 | 89.9755
Tygart Creek | 1038 | WV-OLK-14-AE | WV-OLK-14-AE_01 | UNT/Tygart Creek RM 12.99 | WVLK-6-I.2 | 0 | 0 | 0 | 0 | 0 | 0 | 39130897000 | 39130897000 | 0 | 0 | 0 | 0 | 455459122400 | 91175999500 | 79.9815
Tygart Creek | 1039 | WV-OLK-14 | WV-OLK-14_01 | Tygart Creek | WVLK-6 | 0 | 0 | 0 | 533784237100 | 10355148400 | 98.06 | 506589014500 | 506589014500 | 0 | 40819648800 | 0 | 100 | 6438463696200 | 645336724600 | 89.9769
Tygart Creek | 1040 | WV-OLK-14-AJ | WV-OLK-14-AJ_01 | Rockcamp Run | WVLK-6-J | 0 | 0 | 0 | 9412861293200 | 374036809600 | 96.0263 | 694640951200 | 694640951200 | 0 | 38964210200 | 0 | 100 | 2249102174900 | 562654415700 | 74.9832
Tygart Creek | 1041 | WV-OLK-14 | WV-OLK-14_01 | Tygart Creek | WVLK-6 | 0 | 0 | 0 | 4810125825600 | 219196307500 | 95.443 | 653754927700 | 653754927700 | 0 | 63084911800 | 0 | 100 | 7545827328300 | 1133661656500 | 84.9763
Little Kanawha River | 1042 | WV-OLK | WV-OLK_13 | Little Kanawha River | WVLK | 166353800 | 166353800 | 0 | 4420483599600 | 313423493400 | 92.9097 | 1425483553400 | 1425483553400 | 0 | 29675610900 | 0 | 100 | 32675153664200 | 32675153664200 | 0
Stillwell Creek | 1043 | WV-OLK-19 | WV-OLK-19_03 | Stillwell Creek | WVLK-7 | 0 | 0 | 0 | 1182796710800 | 83912286200 | 92.9056 | 55414448700 | 55414448700 | 0 | 410629800 | 0 | 100 | 1980943265800 | 495355293600 | 74.994
Stillwell Creek | 1044 | WV-OLK-19-A | WV-OLK-19-A_01 | Little Stillwell Creek | WVLK-7-A | 0 | 0 | 0 | 10154711952700 | 269684055100 | 97.3442 | 891897563000 | 891897563000 | 0 | 31846626100 | 0 | 100 | 10474143392500 | 1048833967000 | 89.9864
Stillwell Creek | 1045 | WV-OLK-19 | WV-OLK-19_03 | Stillwell Creek | WVLK-7 | 0 | 0 | 0 | 167472247600 | 11878294700 | 92.9073 | 392547262200 | 392547262200 | 0 | 1231889500 | 0 | 100 | 5827396445000 | 1457373333300 | 74.991
Stillwell Creek | 1046 | WV-OLK-19 | WV-OLK-19_03 | Stillwell Creek | WVLK-7 | 0 | 0 | 0 | 3729473669900 | 199849639800 | 94.6413 | 193229796700 | 193229796700 | 0 | 6494035000 | 0 | 100 | 1000060476700 | 200190894300 | 79.9821
Stillwell Creek | 1047 | WV-OLK-19-C | WV-OLK-19-C_01 | Left Fork/Stillwell Creek | WVLK-7-B | 167398200 | 167398200 | 0 | 2367506262600 | 148477287400 | 93.7285 | 1529048894500 | 1529048894500 | 0 | 153073682900 | 0 | 100 | 14415210213700 | 1444421713200 | 89.9799
Stillwell Creek | 1048 | WV-OLK-19 | WV-OLK-19_03 | Stillwell Creek | WVLK-7 | 0 | 0 | 0 | 3461744526000 | 259928358400 | 92.4914 | 468779770600 | 468779770600 | 0 | 8030094800 | 0 | 100 | 1459957102400 | 292429055800 | 79.97
Stillwell Creek | 1049 | WV-OLK-19 | WV-OLK-19_02 | Stillwell Creek | WVLK-7 | 0 | 0 | 0 | 1111936536200 | 98421954900 | 91.1486 | 634575095700 | 634575095700 | 0 | 5870486000 | 0 | 100 | 2584561441300 | 517481233400 | 79.978
Stillwell Creek | 1050 | WV-OLK-19 | WV-OLK-19_02 | Stillwell Creek | WVLK-7 | 0 | 0 | 0 | 3262631970600 | 236117323600 | 92.763 | 2065353863500 | 2065353863500 | 0 | 106687718400 | 0 | 100 | 11002092976400 | 2202943941900 | 79.977
Stillwell Creek | 1051 | WV-OLK-19-P | WV-OLK-19-P_01 | North Fork/Stillwell Creek | WVLK-7-F | 167515100 | 167515100 | 0 | 12996841419000 | 546319040100 | 95.7965 | 846000720600 | 846000720600 | 0 | 44277511600 | 0 | 100 | 3021273157900 | 756066256100 | 74.9752
Stillwell Creek | 1052 | WV-OLK-19 | WV-OLK-19_01 | Stillwell Creek | WVLK-7 | 0 | 0 | 0 | 723225745100 | 51379710200 | 92.8958 | 896005175400 | 896005175400 | 0 | 51952280300 | 0 | 100 | 8760936450200 | 1316245020000 | 84.976
Little Kanawha River | 1053 | WV-OLK | WV-OLK_13 | Little Kanawha River | WVLK | 0 | 0 | 0 | 3061951112300 | 217194715800 | 92.9067 | 865031953900 | 865031953900 | 0 | 42184612800 | 0 | 100 | 7370726813300 | 7370726813300 | 0
Walker Creek | 1054 | WV-OLK-22 | WV-OLK-22_04 | Walker Creek | WVLK-10 | 0 | 0 | 0 | 595626886500 | 20401776400 | 96.5747 | 174350594300 | 174350594300 | 0 | 821259700 | 0 | 100 | 1857367482600 | 279137751200 | 84.9713
Walker Creek | 1055 | WV-OLK-22-A | WV-OLK-22-A_01 | Kites Run | WVLK-10-A | 0 | 0 | 0 | 2197363893300 | 142925348900 | 93.4956 | 1006579160500 | 1006579160500 | 0 | 63495541600 | 0 | 100 | 1699906635100 | 425648959900 | 74.9605
Walker Creek | 1056 | WV-OLK-22 | WV-OLK-22_04 | Walker Creek | WVLK-10 | 0 | 0 | 0 | 208638995600 | 14809729800 | 92.9017 | 1436655001600 | 1436655001600 | 0 | 19771066800 | 0 | 100 | 4064937144500 | 1017284706100 | 74.9742
Walker Creek | 1057 | WV-OLK-22-D | WV-OLK-22-D_01 | Tug Fork | WVLK-10-B | 0 | 0 | 0 | 3942300708300 | 297471990800 | 92.4544 | 1518969883800 | 1518969883800 | 0 | 10204912200 | 0 | 100 | 2520704526500 | 631288420700 | 74.9559
Walker Creek | 1058 | WV-OLK-22 | WV-OLK-22_03 | Walker Creek | WVLK-10 | 167468600 | 167468600 | 0 | 2017896375100 | 212974581600 | 89.4457 | 2181155502300 | 2181155502300 | 0 | 21337543700 | 0 | 100 | 4898207749100 | 736505932900 | 84.9638
Walker Creek | 1059 | WV-OLK-22 | WV-OLK-22_02 | Walker Creek | WVLK-10 | 0 | 0 | 0 | 6788077478200 | 361697044100 | 94.6716 | 2343384556200 | 2343384556200 | 0 | 30614736600 | 0 | 100 | 7869581382700 | 1969043593600 | 74.9791
Walker Creek | 1060 | WV-OLK-22_(OLK-L4-073) | WV-OLK-22_(OLK-L4-073) | Walker Creek (MOUNTWOOD PARK LAKE) | WVLK-10 | 0 | 0 | 0 | 1822079276700 | 78730663400 | 95.6791 | 964743477400 | 964743477400 | 0 | 4638596500 | 0 | 100 | 4822037859400 | 724688807500 | 84.9713
Walker Creek | 1061 | WV-OLK-22 | WV-OLK-22_01 | Walker Creek | WVLK-10 | 0 | 0 | 0 | 1420638748500 | 100977039800 | 92.8921 | 883145976100 | 883145976100 | 0 | 5566315700 | 0 | 100 | 6342067987800 | 952890860300 | 84.9751
Little Kanawha River | 1062 | WV-OLK | WV-OLK_13 | Little Kanawha River | WVLK | 0 | 0 | 0 | 10199051797700 | 499792503700 | 95.0996 | 1644662524800 | 1644662524800 | 0 | 57317083200 | 0 | 100 | 8290183466700 | 8290183466700 | 0
Slate Creek | 1063 | WV-OLK-25 | WV-OLK-25_03 | Slate Creek | WVLK-11 | 0 | 0 | 0 | 4749238132800 | 269785102300 | 94.3194 | 542822562700 | 542822562700 | 0 | 22603652400 | 0 | 100 | 1986681118700 | 397870175900 | 79.9731
Slate Creek | 1064 | WV-OLK-25-B | WV-OLK-25-B_01 | Road Run | WVLK-11-B | 0 | 0 | 0 | 0 | 0 | 0 | 1115272604200 | 1115272604200 | 0 | 9277192900 | 0 | 100 | 1936993163800 | 484783697800 | 74.9724
Slate Creek | 1065 | WV-OLK-25 | WV-OLK-25_03 | Slate Creek | WVLK-11 | 166914200 | 166914200 | 0 | 79937709600 | 5677073600 | 92.8981 | 1581364740800 | 1581364740800 | 0 | 15238930000 | 0 | 100 | 3193873676200 | 639598189500 | 79.9742
Slate Creek | 1066 | WV-OLK-25-F | WV-OLK-25-F_01 | Mudlick Run | WVLK-11-E | 0 | 0 | 0 | 1123052587600 | 79762700700 | 92.8977 | 691013266400 | 691013266400 | 0 | 28759298000 | 0 | 100 | 1505973332400 | 376933462300 | 74.9708
Slate Creek | 1067 | WV-OLK-25 | WV-OLK-25_01 | Slate Creek | WVLK-11 | 0 | 0 | 0 | 2338428697300 | 166058955000 | 92.8987 | 682550192500 | 682550192500 | 0 | 23192982300 | 0 | 100 | 2650033682200 | 530378982200 | 79.986
Slate Creek | 1068 | WV-OLK-25-H | WV-OLK-25-H_01 | Wolf Run | WVLK-11-G | 0 | 0 | 0 | 1129578748600 | 55858315000 | 95.0549 | 561486903400 | 561486903400 | 0 | 49169122400 | 0 | 100 | 1485992121500 | 297572736800 | 79.9748
Slate Creek | 1069 | WV-OLK-25 | WV-OLK-25_01 | Slate Creek | WVLK-11 | 0 | 0 | 0 | 6160951041100 | 434821748100 | 92.9423 | 973911947900 | 973911947900 | 0 | 17626666500 | 0 | 100 | 1938889861500 | 388303786200 | 79.9729
Slate Creek | 1070 | WV-OLK-25-M | WV-OLK-25-M_01 | Left Fork/Slate Creek |  | 0 | 0 | 0 | 3382921217400 | 251101050800 | 92.5774 | 649262265700 | 649262265700 | 0 | 3710877200 | 0 | 100 | 995444825800 | 249009620000 | 74.9851
Slate Creek | 1071 | WV-OLK-25-N | WV-OLK-25-N_01 | Right Fork/Slate Creek |  | 0 | 0 | 0 | 0 | 0 | 0 | 299468358700 | 299468358700 | 0 | 14843508600 | 0 | 100 | 1163713333500 | 233031246300 | 79.9752
Little Kanawha River | 1072 | WV-OLK | WV-OLK_13 | Little Kanawha River | WVLK | 0 | 0 | 0 | 48983387554400 | 2379763040600 | 95.1417 | 2155923119100 | 2155923119100 | 0 | 48221355500 | 0 | 100 | 6853593560600 | 6853593560600 | 0
Little Kanawha River | 1073 | WV-OLK | WV-OLK_12 | Little Kanawha River | WVLK | 0 | 0 | 0 | 12476775596300 | 811494656100 | 93.496 | 606655109800 | 606655109800 | 0 | 326637400 | 0 | 100 | 14355155513100 | 14355155513100 | 0
Little Kanawha River | 1074 | WV-OLK-34 | WV-OLK-34_01 | Lee Creek | WVLK-17 | 0 | 0 | 0 | 10099430069000 | 633833732600 | 93.7241 | 1526960201500 | 1526960201500 | 0 | 60803634800 | 0 | 100 | 6765208573100 | 1016345658200 | 84.9769
Little Kanawha River | 1075 | WV-OLK | WV-OLK_12 | Little Kanawha River | WVLK | 159517600 | 159517600 | 0 | 3875008570000 | 274995288000 | 92.9034 | 532097355400 | 532097355400 | 0 | 5552835500 | 0 | 100 | 3044804584200 | 3044804584200 | 0
Little Kanawha River | 1076 | WV-OLK-37 | WV-OLK-37_01 | Grieves Run | WVLK-19 | 3181283800 | 3181283800 | 0 | 1680505267100 | 96635514200 | 94.2496 | 1267754375700 | 1267754375700 | 0 | 26356353000 | 0 | 100 | 3829425679700 | 766691981700 | 79.9789
Little Kanawha River | 1077 | WV-OLK | WV-OLK_12 | Little Kanawha River | WVLK | 3825068300 | 3825068300 | 0 | 18808443341400 | 1334963143500 | 92.9023 | 956923390500 | 956923390500 | 0 | 19682926600 | 0 | 100 | 3089431808600 | 3089431808600 | 0
Standingstone Creek | 1078 | WV-OLK-39 | WV-OLK-39_03 | Standingstone Creek | WVLK-21 | 0 | 0 | 0 | 3159708549500 | 224302441000 | 92.9012 | 317740088500 | 317740088500 | 0 | 5748817900 | 0 | 100 | 1914223225900 | 383372089500 | 79.9724
Standingstone Creek | 1079 | WV-OLK-39-B | WV-OLK-39-B_01 | Parish Fork | WVLK-21-A | 0 | 0 | 0 | 13261541350800 | 395619888300 | 97.0168 | 1515402603700 | 1515402603700 | 0 | 64727431100 | 0 | 100 | 2604625977300 | 652501961000 | 74.9483
Standingstone Creek | 1080 | WV-OLK-39 | WV-OLK-39_03 | Standingstone Creek | WVLK-21 | 0 | 0 | 0 | 213844610000 | 15181218500 | 92.9008 | 548927817800 | 548927817800 | 0 | 13596410600 | 0 | 100 | 1272306366000 | 318360262300 | 74.9777
Standingstone Creek | 1081 | WV-OLK-39-D | WV-OLK-39-D_01 | Oil Rock Run | WVLK-21-B | 0 | 0 | 0 | 49453319439400 | 1650147487000 | 96.6632 | 837668976700 | 837668976700 | 0 | 23614672800 | 0 | 100 | 1675951838700 | 419646440900 | 74.9607
Standingstone Creek | 1082 | WV-OLK-39 | WV-OLK-39_01 | Standingstone Creek | WVLK-21 | 0 | 0 | 0 | 1262897736200 | 40021078400 | 96.831 | 687797922000 | 687797922000 | 0 | 12988070100 | 0 | 100 | 948713084100 | 237607998300 | 74.9547
Standingstone Creek | 1083 | WV-OLK-39-G | WV-OLK-39-G_01 | Deaver Fork | WVLK-21-D | 0 | 0 | 0 | 0 | 0 | 0 | 803627615000 | 803627615000 | 0 | 29687017300 | 0 | 100 | 1757795196900 | 440090206000 | 74.9635
Standingstone Creek | 1084 | WV-OLK-39 | WV-OLK-39_01 | Standingstone Creek | WVLK-21 | 0 | 0 | 0 | 2168017423300 | 154072159600 | 92.8934 | 1402383943300 | 1402383943300 | 0 | 34325613700 | 0 | 100 | 2228801782600 | 558168616000 | 74.9566
Standingstone Creek | 1085 | WV-OLK-39-K | WV-OLK-39-K_01 | Brushy Fork | WVLK-21-G | 0 | 0 | 0 | 0 | 0 | 0 | 603042208100 | 603042208100 | 0 | 3710877200 | 0 | 100 | 1173231007800 | 293696679800 | 74.9668
Standingstone Creek | 1086 | WV-OLK-39 | WV-OLK-39_01 | Standingstone Creek | WVLK-21 | 0 | 0 | 0 | 0 | 0 | 0 | 268426539800 | 268426539800 | 0 | 16698947200 | 0 | 100 | 607462990600 | 152043090700 | 74.9708
Little Kanawha River | 1087 | WV-OLK | WV-OLK_12 | Little Kanawha River | WVLK | 0 | 0 | 0 | 21284100682900 | 668061703500 | 96.8612 | 710579207200 | 710579207200 | 0 | 33249611500 | 0 | 100 | 5157295773700 | 5157295773700 | 0
Tucker Creek | 1088 | WV-OLK-43 | WV-OLK-43_03 | Tucker Creek | WVLK-23 | 159414200 | 159414200 | 0 | 12724709931300 | 515312151600 | 95.9503 | 1044278911900 | 1044278911900 | 0 | 5646160400 | 0 | 100 | 11435387848200 | 573028807600 | 94.989
Tucker Creek | 1089 | WV-OLK-43-C | WV-OLK-43-C_01 | Horse Run | WVLK-23-A | 0 | 0 | 0 | 522137646800 | 9448484700 | 98.1904 | 508577711200 | 508577711200 | 0 | 5246937000 | 0 | 100 | 939411290800 | 235072264900 | 74.9766
Tucker Creek | 1090 | WV-OLK-43 | WV-OLK-43_02 | Tucker Creek | WVLK-23 | 0 | 0 | 0 | 12515320012900 | 338585361900 | 97.2946 | 1181006563500 | 1181006563500 | 0 | 7817175700 | 0 | 100 | 3795390742500 | 570293905800 | 84.974
Tucker Creek | 1091 | WV-OLK-43-G | WV-OLK-43-G_01 | Drift Run | WVLK-23-C | 0 | 0 | 0 | 2012120900 | 2012120900 | 0 | 285707604000 | 285707604000 | 0 | 3710877200 | 0 | 100 | 284390993700 | 71162087300 | 74.9774
Tucker Creek | 1092 | WV-OLK-43 | WV-OLK-43_02 | Tucker Creek | WVLK-23 | 0 | 0 | 0 | 0 | 0 | 0 | 513845440200 | 513845440200 | 0 | 5566315700 | 0 | 100 | 1066176799800 | 266730676900 | 74.9825
Tucker Creek | 1093 | WV-OLK-43-H | WV-OLK-43-H_01 | Ballard Run | WVLK-23-D | 0 | 0 | 0 | 13320051353500 | 604843794800 | 95.4591 | 1212907333200 | 1212907333200 | 0 | 51024561000 | 0 | 100 | 4073511033700 | 815522503300 | 79.9799
Tucker Creek | 1094 | WV-OLK-43 | WV-OLK-43_01 | Tucker Creek | WVLK-23 | 0 | 0 | 0 | 54581462397000 | 2412738731200 | 95.5796 | 1339256968000 | 1339256968000 | 0 | 55346889500 | 0 | 100 | 6314092175700 | 1579688061400 | 74.9815
Little Kanawha River | 1095 | WV-OLK | WV-OLK_12 | Little Kanawha River | WVLK | 0 | 0 | 0 | 5598547991800 | 397114650100 | 92.9068 | 223169388200 | 223169388200 | 0 | 19124705000 | 0 | 100 | 16009707767900 | 16009707767900 | 0
Little Kanawha River | 1096 | WV-OLK-44 | WV-OLK-44_01 | Two Ripple Run | WVLK-24 | 0 | 0 | 0 | 47638597930600 | 1745451488500 | 96.3361 | 1174766575100 | 1174766575100 | 0 | 43019352800 | 0 | 100 | 3704514766900 | 927309325100 | 74.9681
Little Kanawha River | 1097 | WV-OLK | WV-OLK_12 | Little Kanawha River | WVLK | 0 | 0 | 0 | 22140348391200 | 1571254953500 | 92.9032 | 536631696800 | 536631696800 | 0 | 8725884300 | 0 | 100 | 4381675363800 | 4381675363800 | 0
Reedy Creek | 1098 | WV-OLK-45 | WV-OLK-45_06 | Reedy Creek | WVLK-25 | 0 | 0 | 0 | 35160081431200 | 1408868239600 | 95.993 | 844564213800 | 844564213800 | 0 | 18025544300 | 0 | 100 | 2862980345500 | 859543985300 | 69.9773
Reedy Creek | 1099 | WV-OLK-45-C | WV-OLK-45-C_03 | Right Reedy Creek | WVLK-25-B | 0 | 0 | 0 | 9688114619900 | 435649644800 | 95.5033 | 437433052600 | 437433052600 | 0 | 3285038800 | 0 | 100 | 1219385933400 | 305042653000 | 74.9839
Reedy Creek | 1100 | WV-OLK-45-C-1 | WV-OLK-45-C-1_01 | Lynncamp Run | WVLK-25-B-1 | 0 | 0 | 0 | 1420446892700 | 50071270300 | 96.475 | 1750672277900 | 1750672277900 | 0 | 38036490900 | 0 | 100 | 2528507603700 | 759354262600 | 69.9683
Reedy Creek | 1101 | WV-OLK-45-C-1-D | WV-OLK-45-C-1-D_01 | Buell Fork | WVLK-25-B-1-C | 0 | 0 | 0 | 0 | 0 | 0 | 719089862500 | 719089862500 | 0 | 6494035000 | 0 | 100 | 1125092297300 | 337728108000 | 69.9822
Reedy Creek | 1102 | WV-OLK-45-C-1 | WV-OLK-45-C-1_01 | Lynncamp Run | WVLK-25-B-1 | 0 | 0 | 0 | 0 | 0 | 0 | 1322333376100 | 1322333376100 | 0 | 32470175200 | 0 | 100 | 3563291258900 | 891396236300 | 74.9839
Reedy Creek | 1103 | WV-OLK-45-C | WV-OLK-45-C_03 | Right Reedy Creek | WVLK-25-B | 0 | 0 | 0 | 73426843635300 | 619000293800 | 99.157 | 1314134054700 | 1314134054700 | 0 | 10889295300 | 0 | 100 | 1844915009100 | 461717033100 | 74.9735
Reedy Creek | 1104 | WV-OLK-45-C-7 | WV-OLK-45-C-7_01 | Thorns Run | WVLK-25-B-4 | 0 | 0 | 0 | 138597386900 | 9835001400 | 92.9039 | 1014492473700 | 1014492473700 | 0 | 10204912200 | 0 | 100 | 3315719613100 | 663804554900 | 79.9801
Reedy Creek | 1105 | WV-OLK-45-C | WV-OLK-45-C_03 | Right Reedy Creek | WVLK-25-B | 0 | 0 | 0 | 2792429805000 | 125725992300 | 95.4976 | 511613416500 | 511613416500 | 0 | 11847431600 | 0 | 100 | 1364760561600 | 341456493800 | 74.9805
Reedy Creek | 1106 | WV-OLK-45-C-9 | WV-OLK-45-C-9_01 | Big Run | WVLK-25-B-6 | 0 | 0 | 0 | 8862045771900 | 373056767900 | 95.7904 | 880415271900 | 880415271900 | 0 | 17626666500 | 0 | 100 | 1937602135500 | 484824711700 | 74.9781
Reedy Creek | 1107 | WV-OLK-45-C | WV-OLK-45-C_03 | Right Reedy Creek | WVLK-25-B | 0 | 0 | 0 | 4864638232300 | 218750903800 | 95.5032 | 99811103600 | 99811103600 | 0 | 1475917100 | 0 | 100 | 467451937100 | 116950303800 | 74.9813
Reedy Creek | 1108 | WV-OLK-45-C-10 | WV-OLK-45-C-10_01 | Somerville Fork | WVLK-25-B-7 | 0 | 0 | 0 | 28351398527000 | 661732225300 | 97.666 | 2076141694500 | 2076141694500 | 0 | 45458245200 | 0 | 100 | 5147513965400 | 1287762801300 | 74.9828
Reedy Creek | 1109 | WV-OLK-45-C | WV-OLK-45-C_03 | Right Reedy Creek | WVLK-25-B | 0 | 0 | 0 | 4646170409500 | 152812627000 | 96.711 | 121575297500 | 121575297500 | 0 | 3710877200 | 0 | 100 | 377281668600 | 94399067600 | 74.9792
Reedy Creek | 1110 | WV-OLK-45-C-11 | WV-OLK-45-C-11_01 | Cranesnest Run | WVLK-25-B-8 | 0 | 0 | 0 | 1475554864300 | 30980024200 | 97.9004 | 890977156500 | 890977156500 | 0 | 12988070100 | 0 | 100 | 1456590130100 | 364516555400 | 74.9747
Reedy Creek | 1111 | WV-OLK-45-C | WV-OLK-45-C_03 | Right Reedy Creek | WVLK-25-B | 0 | 0 | 0 | 156229617200 | 7033791400 | 95.4978 | 392177730500 | 392177730500 | 0 | 16698947200 | 0 | 100 | 1022212085500 | 255705738400 | 74.9851
Reedy Creek | 1112 | WV-OLK-45-C-13 | WV-OLK-45-C-13_01 | Enoch Fork | WVLK-25-B-10 | 0 | 0 | 0 | 28521534410600 | 739590112500 | 97.4069 | 1728424824900 | 1728424824900 | 0 | 53807718800 | 0 | 100 | 3207118084000 | 802714499800 | 74.9708
Reedy Creek | 1113 | WV-OLK-45-C-14 | WV-OLK-45-C-14_01 | Fulls Fork | WVLK-25-B-9 | 0 | 0 | 0 | 16432070536600 | 519708396900 | 96.8372 | 1431620241700 | 1431620241700 | 0 | 65868069600 | 0 | 100 | 3174550061000 | 794360427500 | 74.9772
Reedy Creek | 1114 | WV-OLK-45 | WV-OLK-45_05 | Reedy Creek | WVLK-25 | 160254300 | 160254300 | 0 | 5276893412900 | 237482918500 | 95.4996 | 2513864640800 | 2513864640800 | 0 | 34538532900 | 0 | 100 | 6422323723200 | 1607295901200 | 74.9733
Reedy Creek | 1115 | WV-OLK-45-K | WV-OLK-45-K_01 | Two Run | WVLK-25-G | 0 | 0 | 0 | 0 | 0 | 0 | 371532901200 | 371532901200 | 0 | 10706793100 | 0 | 100 | 1332543705100 | 266793422300 | 79.9786
Reedy Creek | 1116 | WV-OLK-45 | WV-OLK-45_05 | Reedy Creek | WVLK-25 | 320580000 | 320580000 | 0 | 26655968716500 | 1108807016200 | 95.8403 | 1956487890900 | 1956487890900 | 0 | 36530848100 | 0 | 100 | 4750939401700 | 1189341738600 | 74.9662
Reedy Creek | 1117 | WV-OLK-45-Q | WV-OLK-45-Q_01 | Conrad Run | WVLK-25-L | 0 | 0 | 0 | 10278316426900 | 271723193200 | 97.3563 | 916441676100 | 916441676100 | 0 | 26903859400 | 0 | 100 | 2504079401700 | 626475995200 | 74.9818
Reedy Creek | 1118 | WV-OLK-45 | WV-OLK-45_05 | Reedy Creek | WVLK-25 | 160329100 | 160329100 | 0 | 17925472542200 | 741318751600 | 95.8644 | 633638309600 | 633638309600 | 0 | 20892694700 | 0 | 100 | 1910268845300 | 478051345400 | 74.9747
Reedy Creek | 1119 | WV-OLK-45-S | WV-OLK-45-S_01 | Stutler Run | WVLK-25-N | 0 | 0 | 0 | 0 | 0 | 0 | 571122298500 | 571122298500 | 0 | 7421754300 | 0 | 100 | 1133873369100 | 283699051800 | 74.9797
Reedy Creek | 1120 | WV-OLK-45 | WV-OLK-45_05 | Reedy Creek | WVLK-25 | 0 | 0 | 0 | 21036628686500 | 590134254600 | 97.1947 | 475948317500 | 475948317500 | 0 | 1717870700 | 0 | 100 | 1126027280900 | 281876937300 | 74.9671
Reedy Creek | 1121 | WV-OLK-45-U | WV-OLK-45-U_01 | Cain Run | WVLK-25-O | 0 | 0 | 0 | 11216559556300 | 507852296300 | 95.4723 | 837393409400 | 837393409400 | 0 | 34629784000 | 0 | 100 | 2741547469400 | 548775763200 | 79.983
Reedy Creek | 1122 | WV-OLK-45 | WV-OLK-45_05 | Reedy Creek | WVLK-25 | 0 | 0 | 0 | 21474690950700 | 288139488000 | 98.6582 | 618234336100 | 618234336100 | 0 | 16349151400 | 0 | 100 | 3217177334300 | 804822204000 | 74.9836
Reedy Creek | 1123 | WV-OLK-45-X | WV-OLK-45-X_05 | Left Fork/Reedy Creek | WVLK-25-S | 0 | 0 | 0 | 0 | 0 | 0 | 17427982000 | 17427982000 | 0 | 3593011200 | 0 | 100 | 265822898100 | 66494810100 | 74.9853
Reedy Creek | 1124 | WV-OLK-45-X-1 | WV-OLK-45-X-1_02 | Middle Fork/Reedy Creek | WVLK-25-R | 0 | 0 | 0 | 38849159009200 | 1309446048600 | 96.6294 | 903647119300 | 903647119300 | 0 | 29361071200 | 0 | 100 | 1887902426500 | 566846379200 | 69.9748
Reedy Creek | 1125 | WV-OLK-45-X-1-C | WV-OLK-45-X-1-C_01 | Johnson Run | WVLK-25-R-2 | 0 | 0 | 0 | 2650561664700 | 95710821200 | 96.389 | 230339436400 | 230339436400 | 0 | 3087328100 | 0 | 100 | 110767922100 | 83085707000 | 24.9912
Reedy Creek | 1126 | WV-OLK-45-X-1 | WV-OLK-45-X-1_02 | Middle Fork/Reedy Creek | WVLK-25-R | 0 | 0 | 0 | 44664898153000 | 1689246681000 | 96.218 | 2189376201900 | 2189376201900 | 0 | 55845659600 | 0 | 100 | 3445561401000 | 862452106400 | 74.9692
Reedy Creek | 1127 | WV-OLK-45-X-1 | WV-OLK-45-X-1_01 | Middle Fork/Reedy Creek | WVLK-25-R | 160424300 | 160424300 | 0 | 35904204320800 | 769456714700 | 97.8569 | 3041292740200 | 3041292740200 | 0 | 177361678100 | 0 | 100 | 7866918718500 | 1968603060100 | 74.9762
Reedy Creek | 1128 | WV-OLK-45-X | WV-OLK-45-X_04 | Left Fork/Reedy Creek | WVLK-25-S | 160301800 | 160301800 | 0 | 36187761384000 | 1271133576300 | 96.4874 | 2243343397800 | 2243343397800 | 0 | 81992895500 | 0 | 100 | 6917000209100 | 1731014094200 | 74.9745
Reedy Creek | 1129 | WV-OLK-45-X-9 | WV-OLK-45-X-9_01 | Rush Run | WVLK-25-S-5 | 0 | 0 | 0 | 122135350200 | 5501558900 | 95.4955 | 553958672500 | 553958672500 | 0 | 23375484400 | 0 | 100 | 1364674572700 | 341512349200 | 74.9748
Reedy Creek | 1130 | WV-OLK-45-X | WV-OLK-45-X_03 | Left Fork/Reedy Creek | WVLK-25-S | 0 | 0 | 0 | 0 | 0 | 0 | 1203408300 | 1203408300 | 0 | 821259700 | 0 | 100 | 0 | 0 | 0
Reedy Creek | 1131 | WV-OLK-45-X-10 | WV-OLK-45-X-10_01 | Bear Run | WVLK-25-S-6 | 0 | 0 | 0 | 26051346582000 | 993713456000 | 96.1856 | 972401042000 | 972401042000 | 0 | 38340661200 | 0 | 100 | 2396601344700 | 599831759200 | 74.9716
Reedy Creek | 1132 | WV-OLK-45-X | WV-OLK-45-X_03 | Left Fork/Reedy Creek | WVLK-25-S | 0 | 0 | 0 | 18935157457100 | 626325789300 | 96.6923 | 830280481100 | 830280481100 | 0 | 11725763500 | 0 | 100 | 1768139101900 | 442416764600 | 74.9784
Reedy Creek | 1133 | WV-OLK-45-X-15 | WV-OLK-45-X-15_01 | Colt Run | WVLK-25-S-8 | 0 | 0 | 0 | 6045875535200 | 179800840300 | 97.0261 | 669842874900 | 669842874900 | 0 | 15254138500 | 0 | 100 | 1290880888100 | 322996815000 | 74.9786
Reedy Creek | 1134 | WV-OLK-45-X | WV-OLK-45-X_03 | Left Fork/Reedy Creek | WVLK-25-S | 0 | 0 | 0 | 12933713855100 | 338505583400 | 97.3828 | 394182847600 | 394182847600 | 0 | 7087167000 | 0 | 100 | 732829976500 | 183366972400 | 74.9782
Reedy Creek | 1135 | WV-OLK-45-X-18 | WV-OLK-45-X-18_01 | Tucker Run | WVLK-25-S-11 | 0 | 0 | 0 | 0 | 0 | 0 | 466046119900 | 466046119900 | 0 | 35861673600 | 0 | 100 | 1717264465100 | 343825133400 | 79.9783
Reedy Creek | 1136 | WV-OLK-45-X | WV-OLK-45-X_02 | Left Fork/Reedy Creek | WVLK-25-S | 0 | 0 | 0 | 31164649133500 | 1073023457200 | 96.5569 | 1097678893700 | 1097678893700 | 0 | 39111801900 | 0 | 100 | 2437152950900 | 610016720600 | 74.9701
Reedy Creek | 1137 | WV-OLK-45-X-24 | WV-OLK-45-X-24_01 | Stover Fork | WVLK-25-S-13 | 160360400 | 160360400 | 0 | 28504551135200 | 1177182799700 | 95.8702 | 1090250142200 | 1090250142200 | 0 | 76009728200 | 0 | 100 | 2871417977700 | 718407550400 | 74.9807
Reedy Creek | 1138 | WV-OLK-45-X | WV-OLK-45-X_01 | Left Fork/Reedy Creek | WVLK-25-S | 160380400 | 160380400 | 0 | 41421900240100 | 1682524040700 | 95.9381 | 2119878429500 | 2119878429500 | 0 | 128952981400 | 0 | 100 | 6137607647800 | 1535498307000 | 74.9821
Reedy Creek | 1139 | WV-OLK-45-Y | WV-OLK-45-Y_02 | Right Fork/Reedy Creek | WVLK-25-Q | 0 | 0 | 0 | 78645528418800 | 1010176290300 | 98.7155 | 376181548900 | 376181548900 | 0 | 8746623200 | 0 | 100 | 3665541866000 | 916706933100 | 74.9912
Reedy Creek | 1140 | WV-OLK-45-Y-2 | WV-OLK-45-Y-2_01 | Seaman Fork | WVLK-25-Q-1 | 0 | 0 | 0 | 56464563401900 | 462871168300 | 99.1802 | 1617239529800 | 1617239529800 | 0 | 69578946800 | 0 | 100 | 2927747727700 | 732540336300 | 74.9794
Reedy Creek | 1141 | WV-OLK-45-Y | WV-OLK-45-Y_01 | Right Fork/Reedy Creek | WVLK-25-Q | 0 | 0 | 0 | 50472205954100 | 631246820900 | 98.7493 | 1909694026600 | 1909694026600 | 0 | 102049121900 | 0 | 100 | 4831044175800 | 1208726083500 | 74.98
Little Kanawha River | 1142 | WV-OLK | WV-OLK_12 | Little Kanawha River | WVLK | 0 | 0 | 0 | 26032191837600 | 1479976949900 | 94.3148 | 1946542738400 | 1946542738400 | 0 | 49366833100 | 0 | 100 | 5834182046700 | 5834182046700 | 0
Little Kanawha River | 1143 | WV-OLK-49 | WV-OLK-49_01 | Chestnut Run | WVLK-28 | 0 | 0 | 0 | 20497755111900 | 430221685100 | 97.9011 | 685511875400 | 685511875400 | 0 | 22054072000 | 0 | 100 | 1862739267500 | 466456291700 | 74.9586
Little Kanawha River | 1144 | WV-OLK | WV-OLK_12 | Little Kanawha River | WVLK | 0 | 0 | 0 | 22051399824500 | 994555403400 | 95.4898 | 719111178800 | 719111178800 | 0 | 14995593800 | 0 | 100 | 1373982085900 | 1373982085900 | 0
Little Kanawha River | 1145 | WV-OLK-52 | WV-OLK-52_01 | Burning Springs Run | WVLK-29.5 | 0 | 0 | 0 | 0 | 0 | 0 | 895163267700 | 895163267700 | 0 | 41123819000 | 0 | 100 | 2395171302100 | 599512617100 | 74.9699
Little Kanawha River | 1146 | WV-OLK | WV-OLK_12 | Little Kanawha River | WVLK | 0 | 0 | 0 | 34284739978800 | 1534511756800 | 95.5242 | 1355193375900 | 1355193375900 | 0 | 16653321700 | 0 | 100 | 2765756960500 | 2765756960500 | 0
Spring Creek | 1147 | WV-OLK-55 | WV-OLK-55_05 | Spring Creek | WVLK-31 | 0 | 0 | 0 | 12203517600700 | 531063790000 | 95.6483 | 293165980500 | 293165980500 | 0 | 5226198100 | 0 | 100 | 1161605499500 | 290595962200 | 74.9832
Spring Creek | 1148 | WV-OLK-55-A | WV-OLK-55-A_01 | Bear Run | WVLK-31-A | 0 | 0 | 0 | 5142721731200 | 146519292000 | 97.1509 | 366048135000 | 366048135000 | 0 | 5870486000 | 0 | 100 | 890923934200 | 178425014700 | 79.973
Spring Creek | 1149 | WV-OLK-55 | WV-OLK-55_05 | Spring Creek | WVLK-31 | 0 | 0 | 0 | 25028973940000 | 1475789030400 | 94.1037 | 1621528433600 | 1621528433600 | 0 | 6532747600 | 0 | 100 | 5182357229900 | 1296680849900 | 74.9789
Spring Creek | 1150 | WV-OLK-55-F | WV-OLK-55-F_01 | Horse Run | WVLK-31-F | 181750000 | 181750000 | 0 | 2506716137900 | 175863293700 | 92.9843 | 416077789600 | 416077789600 | 0 | 4638596500 | 0 | 100 | 942751662700 | 188794201200 | 79.9741
Spring Creek | 1151 | WV-OLK-55 | WV-OLK-55_05 | Spring Creek | WVLK-31 | 0 | 0 | 0 | 0 | 0 | 0 | 827069966000 | 827069966000 | 0 | 0 | 0 | 0 | 962571996700 | 240855652400 | 74.9779
Spring Creek | 1152 | WV-OLK-55-H | WV-OLK-55-H_01 | Beaverdam Run | WVLK-31-H | 0 | 0 | 0 | 2440406381600 | 171313951500 | 92.9801 | 821359445100 | 821359445100 | 0 | 1855438600 | 0 | 100 | 1989175670800 | 497606079800 | 74.9843
Spring Creek | 1153 | WV-OLK-55 | WV-OLK-55_05 | Spring Creek | WVLK-31 | 0 | 0 | 0 | 15469385375100 | 746166620700 | 95.1765 | 1769317766100 | 1769317766100 | 0 | 46385964500 | 0 | 100 | 5014689249500 | 1254682774100 | 74.9798
Spring Creek | 1154 | WV-OLK-55-N | WV-OLK-55-N_01 | Bear Run | WVLK-31-M | 0 | 0 | 0 | 11999842467400 | 324163957400 | 97.2986 | 891428515300 | 891428515300 | 0 | 17626666500 | 0 | 100 | 2313469103400 | 463321456700 | 79.9729
Spring Creek | 1155 | WV-OLK-55 | WV-OLK-55_05 | Spring Creek | WVLK-31 | 0 | 0 | 0 | 23720730575500 | 906461334600 | 96.1786 | 890200357300 | 890200357300 | 0 | 22964854600 | 0 | 100 | 1886277201100 | 471938931200 | 74.9804
Spring Creek | 1156 | WV-OLK-55-R | WV-OLK-55-R_01 | Little Spring Creek | WVLK-31-O | 0 | 0 | 0 | 6054279819600 | 304824608300 | 94.9651 | 661090293700 | 661090293700 | 0 | 23801322800 | 0 | 100 | 1532754687400 | 383513480100 | 74.9788
Spring Creek | 1157 | WV-OLK-55-R-2 | WV-OLK-55-R-2_01 | Left Fork/Little Spring Creek | WVLK-31-O-2 | 0 | 0 | 0 | 0 | 0 | 0 | 513900446300 | 513900446300 | 0 | 10204912200 | 0 | 100 | 674801273800 | 168896656800 | 74.9709
Spring Creek | 1158 | WV-OLK-55-R | WV-OLK-55-R_01 | Little Spring Creek | WVLK-31-O | 0 | 0 | 0 | 57760985857000 | 494173913400 | 99.1445 | 1276771522400 | 1276771522400 | 0 | 48241403100 | 0 | 100 | 3583247825400 | 538321676400 | 84.9767
Spring Creek | 1159 | WV-OLK-55-R-8 | WV-OLK-55-R-8_01 | Right Fork/Little Spring Creek | WVLK-31-O-6 | 0 | 0 | 0 | 37596223900 | 37596223900 | 0 | 609969840300 | 609969840300 | 0 | 17626666500 | 0 | 100 | 3068382209000 | 307416996900 | 89.9811
Spring Creek | 1160 | WV-OLK-55-R | WV-OLK-55-R_01 | Little Spring Creek | WVLK-31-O | 0 | 0 | 0 | 42022259145700 | 1452963841000 | 96.5424 | 672661466700 | 672661466700 | 0 | 35422009300 | 0 | 100 | 1548345706100 | 387481782800 | 74.9745
Spring Creek | 1161 | WV-OLK-55 | WV-OLK-55_04 | Spring Creek | WVLK-31 | 0 | 0 | 0 | 87081643764500 | 641668370800 | 99.2631 | 722518528100 | 722518528100 | 0 | 10730642800 | 0 | 100 | 1742014878200 | 435827593200 | 74.9814
Spring Creek | 1162 | WV-OLK-55-U | WV-OLK-55-U_01 | Island Run | WVLK-31-R | 0 | 0 | 0 | 64183468514300 | 2442767486200 | 96.1941 | 569446281400 | 569446281400 | 0 | 20166833800 | 0 | 100 | 1922875727600 | 385000507300 | 79.9779
Spring Creek | 1163 | WV-OLK-55 | WV-OLK-55_04 | Spring Creek | WVLK-31 | 0 | 0 | 0 | 43303367412100 | 2687514719000 | 93.7938 | 1886425933500 | 1886425933500 | 0 | 37212466000 | 0 | 100 | 7499045744000 | 751287769200 | 89.9816
Spring Creek | 1164 | WV-OLK-55-AC | WV-OLK-55-AC_01 | Nancy Run | WVLK-31-W | 0 | 0 | 0 | 19103546492400 | 656976970300 | 96.561 | 483611500100 | 483611500100 | 0 | 1855438600 | 0 | 100 | 6541291462500 | 327766227200 | 94.9893
Spring Creek | 1165 | WV-OLK-55 | WV-OLK-55_04 | Spring Creek | WVLK-31 | 0 | 0 | 0 | 4818863961400 | 338016790200 | 92.9856 | 226320957900 | 226320957900 | 0 | 1539861900 | 0 | 100 | 16934220650400 | 4234511346900 | 74.9944
Spring Creek | 1166 | WV-OLK-55-AF | WV-OLK-55-AF_01 | Tanner Run | WVLK-31-X | 0 | 0 | 0 | 0 | 0 | 0 | 43325595600 | 43325595600 | 0 | 4885734800 | 0 | 100 | 7620850484200 | 381588725200 | 94.9928
Spring Creek | 1167 | WV-OLK-55-AF-1_(OLK-L2-080) | WV-OLK-55-AF-1_(OLK-L2-080) | Miletree Run (MILETREE LAKE) | WVLK-31-X-1 | 0 | 0 | 0 | 0 | 0 | 0 | 236554596200 | 236554596200 | 0 | 1159649100 | 0 | 100 | 4414717854900 | 221057851700 | 94.9927
Spring Creek | 1168 | WV-OLK-55-AF | WV-OLK-55-AF_01 | Tanner Run | WVLK-31-X | 0 | 0 | 0 | 0 | 0 | 0 | 141724861600 | 141724861600 | 0 | 6957894700 | 0 | 100 | 1419996913900 | 142192839600 | 89.9864
Spring Creek | 1169 | WV-OLK-55-AF-2 | WV-OLK-55-AF-2_01 | Scaffold Run | WVLK-31-X-2 | 0 | 0 | 0 | 3229972965000 | 129759864800 | 95.9826 | 368104884500 | 368104884500 | 0 | 18554385800 | 0 | 100 | 1040812397500 | 208471084000 | 79.9703
Spring Creek | 1170 | WV-OLK-55-AF | WV-OLK-55-AF_01 | Tanner Run | WVLK-31-X | 0 | 0 | 0 | 5661571966100 | 374618254200 | 93.3831 | 466289372200 | 466289372200 | 0 | 6957894700 | 0 | 100 | 2249782637600 | 225523074700 | 89.9758
Spring Creek | 1171 | WV-OLK-55 | WV-OLK-55_04 | Spring Creek | WVLK-31 | 0 | 0 | 0 | 0 | 0 | 0 | 5878891100 | 5878891100 | 0 | 0 | 0 | 0 | 3353078593500 | 503125533900 | 84.9951
Spring Creek | 1172 | WV-OLK-55-AG | WV-OLK-55-AG_01 | Goff Run | WVLK-31-Y | 0 | 0 | 0 | 91467297441100 | 1089738347300 | 98.8086 | 599777629800 | 599777629800 | 0 | 66099999400 | 0 | 100 | 15153388399500 | 759373699200 | 94.9888
Spring Creek | 1173 | WV-OLK-55 | WV-OLK-55_04 | Spring Creek | WVLK-31 | 0 | 0 | 0 | 0 | 0 | 0 | 234702279600 | 234702279600 | 0 | 1026574600 | 0 | 100 | 11453966241200 | 573420346500 | 94.9937
Spring Creek | 1174 | WV-OLK-55-AI | WV-OLK-55-AI_03 | Left Fork/Spring Creek | WVLK-31-Z | 181782200 | 181782200 | 0 | 0 | 0 | 0 | 428608722200 | 428608722200 | 0 | 15436640700 | 0 | 100 | 4815690269200 | 1204302251600 | 74.9921
Spring Creek | 1175 | WV-OLK-55-AI-2 | WV-OLK-55-AI-2_01 | Charles Fork | WVLK-31-Z-1 | 0 | 0 | 0 | 2828799566100 | 198617280000 | 92.9787 | 1503145799800 | 1503145799800 | 0 | 12988070100 | 0 | 100 | 797162790600 | 199523408200 | 74.9708
Spring Creek | 1176 | WV-OLK-55-AI | WV-OLK-55-AI_02 | Left Fork/Spring Creek | WVLK-31-Z | 0 | 0 | 0 | 475940840400 | 183430743800 | 61.4593 | 639450914700 | 639450914700 | 0 | 28759298000 | 0 | 100 | 1137269391100 | 284768553000 | 74.9603
Spring Creek | 1177 | WV-OLK-55-AI-5 | WV-OLK-55-AI-5_01 | Vandale Fork | WVLK-31-Z-3 | 363991400 | 363991400 | 0 | 52967881757700 | 1945415815600 | 96.3272 | 1771380811400 | 1771380811400 | 0 | 145651928600 | 0 | 100 | 6016523764600 | 1205009351100 | 79.9717
Spring Creek | 1178 | WV-OLK-55-AI | WV-OLK-55-AI_01 | Left Fork/Spring Creek | WVLK-31-Z | 0 | 0 | 0 | 16324634263200 | 833073441500 | 94.8968 | 2110757713700 | 2110757713700 | 0 | 152145963600 | 0 | 100 | 4491558744300 | 1123776113800 | 74.9803
Spring Creek | 1179 | WV-OLK-55-AJ | WV-OLK-55-AJ_02 | Right Fork/Spring Creek | WVLK-31-AA | 0 | 0 | 0 | 0 | 0 | 0 | 206611574200 | 206611574200 | 0 | 1539861900 | 0 | 100 | 1110930178500 | 166886278200 | 84.9778
Spring Creek | 1180 | WV-OLK-55-AJ-2 | WV-OLK-55-AJ-2_01 | Lick Fork | WVLK-31-AA-1 | 181984800 | 181984800 | 0 | 19845150876800 | 504381278700 | 97.4584 | 2544135457600 | 2544135457600 | 0 | 76072981800 | 0 | 100 | 4762855942900 | 1191455226900 | 74.9844
Spring Creek | 1181 | WV-OLK-55-AJ | WV-OLK-55-AJ_02 | Right Fork/Spring Creek | WVLK-31-AA | 1091770800 | 1091770800 | 0 | 6830123775300 | 153263551800 | 97.7561 | 1261471329900 | 1261471329900 | 0 | 111326314900 | 0 | 100 | 6484932588700 | 649491677600 | 89.9846
Spring Creek | 1182 | WV-OLK-55-AJ-7 | WV-OLK-55-AJ-7_01 | Missouri Fork | WVLK-31-AA-3 | 0 | 0 | 0 | 40892738555000 | 549355785900 | 98.6566 | 764322525200 | 764322525200 | 0 | 43602806700 | 0 | 100 | 1938096059900 | 387982859700 | 79.9812
Spring Creek | 1183 | WV-OLK-55-AJ | WV-OLK-55-AJ_01 | Right Fork/Spring Creek | WVLK-31-AA | 0 | 0 | 0 | 24401013958900 | 215848672300 | 99.1154 | 1582444321800 | 1582444321800 | 0 | 195980700100 | 0 | 100 | 3753024593500 | 751556409600 | 79.9746
Little Kanawha River | 1184 | WV-OLK | WV-OLK_12 | Little Kanawha River | WVLK | 0 | 0 | 0 | 7885599075100 | 559993576500 | 92.8985 | 1830878783000 | 1830878783000 | 0 | 21763382000 | 0 | 100 | 2341086446600 | 2341086446600 | 0
West Fork/Little Kanawha River | 2001 | WV-OLK-59 | WV-OLK-59_07 | West Fork/Little Kanawha River | WVLKW | 0 | 0 | 0 | 0 | 0 | 0 | 79800526300 | 79800526300 | 0 | 6570077600 | 0 | 100 | 919214177600 | 230127574600 | 74.9647
West Fork/Little Kanawha River | 2002 | WV-OLK-59-A | WV-OLK-59-A_01 | Little Creek | WVLKW-1 | 0 | 0 | 0 | 4734228723200 | 151614591000 | 96.7975 | 2037006248700 | 2037006248700 | 0 | 48545573400 | 0 | 100 | 4991729421000 | 749990756600 | 84.9753
West Fork/Little Kanawha River | 2003 | WV-OLK-59 | WV-OLK-59_07 | West Fork/Little Kanawha River | WVLKW | 0 | 0 | 0 | 0 | 0 | 0 | 1462039636400 | 1462039636400 | 0 | 22219637400 | 0 | 100 | 3953387046300 | 791477015000 | 79.9798
West Fork/Little Kanawha River | 2004 | WV-OLK-59-G | WV-OLK-59-G_01 | Rockcamp Run | WVLKW-5 | 0 | 0 | 0 | 0 | 0 | 0 | 540204446400 | 540204446400 | 0 | 927719300 | 0 | 100 | 797183210300 | 199461484800 | 74.9792
West Fork/Little Kanawha River | 2005 | WV-OLK-59 | WV-OLK-59_07 | West Fork/Little Kanawha River | WVLKW | 0 | 0 | 0 | 0 | 0 | 0 | 1131176132800 | 1131176132800 | 0 | 10265746200 | 0 | 100 | 1513508017700 | 832725135700 | 44.9805
West Fork/Little Kanawha River | 2006 | WV-OLK-59-J | WV-OLK-59-J_01 | Barnes Run | WVLKW-8 | 0 | 0 | 0 | 2148932576000 | 96111377500 | 95.5275 | 1192371529400 | 1192371529400 | 0 | 18965015700 | 0 | 100 | 2310794052000 | 462747292800 | 79.9745
West Fork/Little Kanawha River | 2007 | WV-OLK-59 | WV-OLK-59_07 | West Fork/Little Kanawha River | WVLKW | 0 | 0 | 0 | 546228899200 | 38326093100 | 92.9835 | 1025252746500 | 1025252746500 | 0 | 12455772100 | 0 | 100 | 1476867524700 | 738777782900 | 49.9767
West Fork/Little Kanawha River | 2008 | WV-OLK-59-O | WV-OLK-59-O_01 | Rowles Run | WVLKW-10 | 0 | 0 | 0 | 0 | 0 | 0 | 970207068600 | 970207068600 | 0 | 23192982300 | 0 | 100 | 2094711987900 | 419609034400 | 79.9682
West Fork/Little Kanawha River | 2009 | WV-OLK-59-O-3 | WV-OLK-59-O-3_01 | Hardman Fork | WVLKW-10-B | 0 | 0 | 0 | 0 | 0 | 0 | 592596636000 | 592596636000 | 0 | 11132631500 | 0 | 100 | 835388194900 | 209123765800 | 74.9669
West Fork/Little Kanawha River | 2010 | WV-OLK-59-O | WV-OLK-59-O_01 | Rowles Run | WVLKW-10 | 0 | 0 | 0 | 3637637511500 | 58381299800 | 98.3951 | 1129763091800 | 1129763091800 | 0 | 71434385400 | 0 | 100 | 2932816041400 | 587485025000 | 79.9686
West Fork/Little Kanawha River | 2011 | WV-OLK-59 | WV-OLK-59_07 | West Fork/Little Kanawha River | WVLKW | 0 | 0 | 0 | 0 | 0 | 0 | 1335937858500 | 1335937858500 | 0 | 11908265600 | 0 | 100 | 2088414027000 | 1044958720900 | 49.964
West Fork/Little Kanawha River | 2012 | WV-OLK-59-S | WV-OLK-59-S_01 | Triplett Run | WVLKW-14 | 0 | 0 | 0 | 347320446400 | 24351280900 | 92.9888 | 102958507600 | 102958507600 | 0 | 821259700 | 0 | 100 | 135590968900 | 67836626300 | 49.9697
West Fork/Little Kanawha River | 2013 | WV-OLK-59-S-2 | WV-OLK-59-S-2_01 | Right Fork/Triplett Run | WVLKW-14-A | 0 | 0 | 0 | 17250769776400 | 707396957200 | 95.8993 | 889021772100 | 889021772100 | 0 | 13915789400 | 0 | 100 | 1567711820200 | 392389348900 | 74.9706
West Fork/Little Kanawha River | 2014 | WV-OLK-59-S | WV-OLK-59-S_01 | Triplett Run | WVLKW-14 | 0 | 0 | 0 | 86373318902400 | 471970260300 | 99.4536 | 1358134379600 | 1358134379600 | 0 | 10204912200 | 0 | 100 | 2240438802100 | 448414076400 | 79.9854
West Fork/Little Kanawha River | 2015 | WV-OLK-59 | WV-OLK-59_07 | West Fork/Little Kanawha River | WVLKW | 0 | 0 | 0 | 1591432932600 | 111576410300 | 92.9889 | 416614549900 | 416614549900 | 0 | 2053149200 | 0 | 100 | 1147630064200 | 574035987800 | 49.9807
West Fork/Little Kanawha River | 2016 | WV-OLK-59-W | WV-OLK-59-W_05 | Henry Fork | WVLKW-15 | 0 | 0 | 0 | 1120622498300 | 78626460700 | 92.9837 | 2550914189900 | 2550914189900 | 0 | 43100925700 | 0 | 100 | 4514288607500 | 678202734000 | 84.9765
West Fork/Little Kanawha River | 2017 | WV-OLK-59-W-8 | WV-OLK-59-W-8_01 | Laurel Run | WVLKW-15-F | 0 | 0 | 0 | 3767487704800 | 232583362900 | 93.8266 | 2595712606300 | 2595712606300 | 0 | 230895643700 | 0 | 100 | 5191356644800 | 780451765000 | 84.9663
West Fork/Little Kanawha River | 2018 | WV-OLK-59-W | WV-OLK-59-W_05 | Henry Fork | WVLKW-15 | 0 | 0 | 0 | 99926734100 | 7006050600 | 92.9888 | 77673006700 | 77673006700 | 0 | 3695668600 | 0 | 100 | 678721958100 | 441238379800 | 34.9898
West Fork/Little Kanawha River | 2019 | WV-OLK-59-W-9 | WV-OLK-59-W-9_01 | Leatherbark Creek | WVLKW-15-G | 0 | 0 | 0 | 0 | 0 | 0 | 958681908500 | 958681908500 | 0 | 73259406900 | 0 | 100 | 2526785500500 | 379869622800 | 84.9663
West Fork/Little Kanawha River | 2020 | WV-OLK-59-W | WV-OLK-59-W_05 | Henry Fork | WVLKW-15 | 0 | 0 | 0 | 0 | 0 | 0 | 235591537400 | 235591537400 | 0 | 3285038800 | 0 | 100 | 542867998800 | 108671736000 | 79.9819
West Fork/Little Kanawha River | 2021 | WV-OLK-59-W-11 | WV-OLK-59-W-11_01 | Island Run | WVLKW-15-H | 0 | 0 | 0 | 1100066642900 | 55065092000 | 94.9944 | 1108331684200 | 1108331684200 | 0 | 41230278600 | 0 | 100 | 1895091506100 | 379379951000 | 79.9809
West Fork/Little Kanawha River | 2022 | WV-OLK-59-W | WV-OLK-59-W_05 | Henry Fork | WVLKW-15 | 0 | 0 | 0 | 530544949800 | 37225500600 | 92.9835 | 265343586500 | 265343586500 | 0 | 9444486500 | 0 | 100 | 777885395000 | 155743666800 | 79.9786
West Fork/Little Kanawha River | 2023 | WV-OLK-59-W-12 | WV-OLK-59-W-12_03 | Beech Fork | WVLKW-15-I | 0 | 0 | 0 | 2994544274800 | 101097023800 | 96.624 | 1008575260400 | 1008575260400 | 0 | 47070347600 | 0 | 100 | 1916213299400 | 575250322500 | 69.9798
West Fork/Little Kanawha River | 2024 | WV-OLK-59-W-12-F | WV-OLK-59-W-12-F_01 | Road Run | WVLKW-15-I-3 | 0 | 0 | 0 | 7798665728800 | 129034817900 | 98.3454 | 499962367700 | 499962367700 | 0 | 21124624500 | 0 | 100 | 825092627200 | 123970122100 | 84.975
West Fork/Little Kanawha River | 2025 | WV-OLK-59-W-12 | WV-OLK-59-W-12_03 | Beech Fork | WVLKW-15-I | 169301800 | 169301800 | 0 | 49839580683100 | 682801839500 | 98.63 | 2171895034400 | 2171895034400 | 0 | 103965394600 | 0 | 100 | 3537713664000 | 708560000100 | 79.9712
West Fork/Little Kanawha River | 2026 | WV-OLK-59-W-12-Q | WV-OLK-59-W-12-Q_01 | Fink Run | WVLKW-15-I-7 | 338799400 | 338799400 | 0 | 13596623799500 | 528855464600 | 96.1104 | 410237921500 | 410237921500 | 0 | 34188045800 | 0 | 100 | 1013520721400 | 152276626500 | 84.9755
West Fork/Little Kanawha River | 2027 | WV-OLK-59-W-12 | WV-OLK-59-W-12_02 | Beech Fork | WVLKW-15-I | 169342600 | 169342600 | 0 | 53340966652000 | 1547160930900 | 97.0995 | 1128112913100 | 1128112913100 | 0 | 50181179800 | 0 | 100 | 2363769324300 | 473265569100 | 79.9784
West Fork/Little Kanawha River | 2028 | WV-OLK-59-W-12-T | WV-OLK-59-W-12-T_01 | Sang Run | WVLKW-15-I-9 | 0 | 0 | 0 | 3298843585600 | 205258461400 | 93.7779 | 385287935900 | 385287935900 | 0 | 20251517600 | 0 | 100 | 551101048200 | 110340806200 | 79.9781
West Fork/Little Kanawha River | 2029 | WV-OLK-59-W-12 | WV-OLK-59-W-12_01 | Beech Fork | WVLKW-15-I | 0 | 0 | 0 | 44153232945600 | 1439031325300 | 96.7408 | 2513498099500 | 2513498099500 | 0 | 157803530500 | 0 | 100 | 4262289526600 | 853641669000 | 79.9722
West Fork/Little Kanawha River | 2030 | WV-OLK-59-W | WV-OLK-59-W_04 | Henry Fork | WVLKW-15 | 0 | 0 | 0 | 855052744100 | 60042874300 | 92.9779 | 1470061541600 | 1470061541600 | 0 | 51328731200 | 0 | 100 | 2381958059400 | 357817543000 | 84.978
West Fork/Little Kanawha River | 2031 | WV-OLK-59-W-15 | WV-OLK-59-W-15_01 | Clover Run | WVLKW-15-L | 0 | 0 | 0 | 2129567270200 | 86776787800 | 95.9251 | 1302658135600 | 1302658135600 | 0 | 87205613300 | 0 | 100 | 2344339931700 | 469359798400 | 79.979
West Fork/Little Kanawha River | 2032 | WV-OLK-59-W-15-H | WV-OLK-59-W-15-H_01 | Chambers Fork | WVLKW-15-L-3 | 169063600 | 169063600 | 0 | 10485544131600 | 414662617500 | 96.0454 | 498109052100 | 498109052100 | 0 | 32470175200 | 0 | 100 | 1262592357400 | 189768823400 | 84.9699
West Fork/Little Kanawha River | 2033 | WV-OLK-59-W-15 | WV-OLK-59-W-15_01 | Clover Run | WVLKW-15-L | 0 | 0 | 0 | 3728654553400 | 36755345000 | 99.0142 | 128301923300 | 128301923300 | 0 | 5566315700 | 0 | 100 | 368897057100 | 73928915900 | 79.9595
West Fork/Little Kanawha River | 2034 | WV-OLK-59-W | WV-OLK-59-W_04 | Henry Fork | WVLKW-15 | 0 | 0 | 0 | 4075260681900 | 263584135800 | 93.5321 | 247695327200 | 247695327200 | 0 | 11132631500 | 0 | 100 | 440590334100 | 66170742800 | 84.9813
West Fork/Little Kanawha River | 2035 | WV-OLK-59-W-17 | WV-OLK-59-W-17_01 | Rush Run | WVLKW-15-M | 0 | 0 | 0 | 10717767530300 | 277539512700 | 97.4105 | 970638919300 | 970638919300 | 0 | 40819648800 | 0 | 100 | 1520495356000 | 380487506900 | 74.9761
West Fork/Little Kanawha River | 2036 | WV-OLK-59-W-17 | WV-OLK-59-W-17_01 | Rush Run | WVLKW-15-M | 0 | 0 | 0 | 7834050449900 | 302251032400 | 96.1418 | 1170028970500 | 1170028970500 | 0 | 74217543200 | 0 | 100 | 3612455503700 | 542886735200 | 84.9718
West Fork/Little Kanawha River | 2037 | WV-OLK-59-W | WV-OLK-59-W_03 | Henry Fork | WVLKW-15 | 0 | 0 | 0 | 2765763035600 | 117599983400 | 95.748 | 979838044000 | 979838044000 | 0 | 29687017300 | 0 | 100 | 1861751703000 | 186550595800 | 89.9798
West Fork/Little Kanawha River | 2038 | WV-OLK-59-W-22 | WV-OLK-59-W-22_01 | Hayes Run | WVLKW-15-O | 338109900 | 338109900 | 0 | 24373018341100 | 898756643600 | 96.3125 | 1009440704400 | 1009440704400 | 0 | 71434385400 | 0 | 100 | 2062524625000 | 413005451700 | 79.9757
West Fork/Little Kanawha River | 2039 | WV-OLK-59-W | WV-OLK-59-W_03 | Henry Fork | WVLKW-15 | 169280600 | 169280600 | 0 | 15990159264300 | 365273190000 | 97.7156 | 1225480573900 | 1225480573900 | 0 | 58446315300 | 0 | 100 | 2375831045700 | 594508991300 | 74.9768
West Fork/Little Kanawha River | 2040 | WV-OLK-59-W-26 | WV-OLK-59-W-26_01 | Canoe Run | WVLKW-15-R | 0 | 0 | 0 | 9747458153900 | 378284083500 | 96.1192 | 1972608041700 | 1972608041700 | 0 | 99265964100 | 0 | 100 | 2939319977100 | 735662666100 | 74.9717
West Fork/Little Kanawha River | 2041 | WV-OLK-59-W | WV-OLK-59-W_02 | Henry Fork | WVLKW-15 | 0 | 0 | 0 | 8121556254500 | 679844190700 | 91.6291 | 816661505700 | 816661505700 | 0 | 43539553100 | 0 | 100 | 1678808802500 | 252101381800 | 84.9833
West Fork/Little Kanawha River | 2042 | WV-OLK-59-W-29 | WV-OLK-59-W-29_01 | Sycamore Fork | WVLKW-15-T | 169398600 | 169398600 | 0 | 48773476517100 | 1985400785900 | 95.9293 | 1244948668600 | 1244948668600 | 0 | 106687718400 | 0 | 100 | 2837378869800 | 568005524500 | 79.9813
West Fork/Little Kanawha River | 2043 | WV-OLK-59-W | WV-OLK-59-W_01 | Henry Fork | WVLKW-15 | 0 | 0 | 0 | 39564567254100 | 1399088038300 | 96.4638 | 1283823536800 | 1283823536800 | 0 | 102049121900 | 0 | 100 | 2049578530600 | 512911067000 | 74.9748
West Fork/Little Kanawha River | 2044 | WV-OLK-59 | WV-OLK-59_06 | West Fork/Little Kanawha River | WVLKW | 0 | 0 | 0 | 519234478400 | 36690413900 | 92.9337 | 454774092000 | 454774092000 | 0 | 1231889500 | 0 | 100 | 1110561074700 | 721957793500 | 34.9916
West Fork/Little Kanawha River | 2045 | WV-OLK-59-Z | WV-OLK-59-Z_01 | Barnes Run | WVLKW-16 | 0 | 0 | 0 | 0 | 0 | 0 | 312758912200 | 312758912200 | 0 | 5976945600 | 0 | 100 | 508204507100 | 254164267800 | 49.9878
West Fork/Little Kanawha River | 2046 | WV-OLK-59-Z-2 | WV-OLK-59-Z-2_01 | Left Fork/Barnes Run | WVLKW-16-A | 193522700 | 193522700 | 0 | 0 | 0 | 0 | 839312450700 | 839312450700 | 0 | 16698947200 | 0 | 100 | 2118578541100 | 530204769300 | 74.9736
West Fork/Little Kanawha River | 2047 | WV-OLK-59-Z | WV-OLK-59-Z_01 | Barnes Run | WVLKW-16 | 0 | 0 | 0 | 18555892046900 | 361701260600 | 98.0507 | 1792271282600 | 1792271282600 | 0 | 107615437700 | 0 | 100 | 5023235567200 | 1256703883500 | 74.9822
West Fork/Little Kanawha River | 2048 | WV-OLK-59 | WV-OLK-59_06 | West Fork/Little Kanawha River | WVLKW | 0 | 0 | 0 | 1655359590700 | 86064287100 | 94.8009 | 933808881600 | 933808881600 | 0 | 15816853500 | 0 | 100 | 1347559137000 | 876040412900 | 34.9906
West Fork/Little Kanawha River | 2049 | WV-OLK-59-AF | WV-OLK-59-AF_01 | Jesse Run | WVLKW-17 | 0 | 0 | 0 | 0 | 0 | 0 | 890481909800 | 890481909800 | 0 | 44834696200 | 0 | 100 | 1147445019300 | 459214616000 | 59.9794
West Fork/Little Kanawha River | 2050 | WV-OLK-59 | WV-OLK-59_06 | West Fork/Little Kanawha River | WVLKW | 0 | 0 | 0 | 6406843076900 | 410220763200 | 93.5971 | 1251388725700 | 1251388725700 | 0 | 29337221500 | 0 | 100 | 2019620516900 | 606333115100 | 69.9779
West Fork/Little Kanawha River | 2051 | WV-OLK-59-AL | WV-OLK-59-AL_01 | Daniels Run | WVLKW-21 | 0 | 0 | 0 | 0 | 0 | 0 | 152566310700 | 152566310700 | 0 | 13398699900 | 0 | 100 | 412169345900 | 164924089600 | 59.9863
West Fork/Little Kanawha River | 2052 | WV-OLK-59-AL-1 | WV-OLK-59-AL-1_01 | Right Fork/Daniels Run | WVLKW-21-A | 0 | 0 | 0 | 9333896278000 | 463187653500 | 95.0376 | 574445920200 | 574445920200 | 0 | 38964210200 | 0 | 100 | 2092084872300 | 418974499300 | 79.9734
West Fork/Little Kanawha River | 2053 | WV-OLK-59-AL-2 | WV-OLK-59-AL-2_01 | Left Fork/Daniels Run | WVLKW-21-B | 0 | 0 | 0 | 1950944355100 | 86966740400 | 95.5423 | 926327278800 | 926327278800 | 0 | 42675087400 | 0 | 100 | 5560926479000 | 834959273700 | 84.9852
West Fork/Little Kanawha River | 2054 | WV-OLK-59 | WV-OLK-59_05 | West Fork/Little Kanawha River | WVLKW | 0 | 0 | 0 | 9693537920300 | 579802276000 | 94.0187 | 1381922610300 | 1381922610300 | 0 | 26919067900 | 0 | 100 | 2093339477900 | 523792491200 | 74.9781
West Fork/Little Kanawha River | 2055 | WV-OLK-59-AS | WV-OLK-59-AS_01 | Mushroom Run | WVLKW-23.5 | 0 | 0 | 0 | 22365331010300 | 743882611100 | 96.6739 | 295160382300 | 295160382300 | 0 | 8770818600 | 0 | 100 | 1189950025200 | 297875719900 | 74.9674
West Fork/Little Kanawha River | 2056 | WV-OLK-59 | WV-OLK-59_05 | West Fork/Little Kanawha River | WVLKW | 0 | 0 | 0 | 15319219599600 | 259497979100 | 98.3061 | 1211847129200 | 1211847129200 | 0 | 85148661900 | 0 | 100 | 6712963235100 | 1007973709200 | 84.9847
West Fork/Little Kanawha River | 2057 | WV-OLK-59-AX | WV-OLK-59-AX_01 | Millstone Creek | WVLKW-27 | 0 | 0 | 0 | 19823851965900 | 380988411300 | 98.0781 | 1351021321800 | 1351021321800 | 0 | 59256168600 | 0 | 100 | 3845784867400 | 962694249700 | 74.9675
West Fork/Little Kanawha River | 2058 | WV-OLK-59 | WV-OLK-59_05 | West Fork/Little Kanawha River | WVLKW | 0 | 0 | 0 | 2787094781500 | 196014234400 | 92.9671 | 536893716500 | 536893716500 | 0 | 17368121800 | 0 | 100 | 1185932446100 | 415480888600 | 64.9659
West Fork/Little Kanawha River | 2059 | WV-OLK-59-BB | WV-OLK-59-BB_01 | Crummis Creek | WVLKW-28 | 0 | 0 | 0 | 0 | 0 | 0 | 214207744900 | 214207744900 | 0 | 10189703700 | 0 | 100 | 496590532200 | 223544758100 | 54.9841
West Fork/Little Kanawha River | 2060 | WV-OLK-59-BB-2 | WV-OLK-59-BB-2_01 | Right Fork/Crummis Creek | WVLKW-28-A | 0 | 0 | 0 | 0 | 0 | 0 | 1149723931700 | 1149723931700 | 0 | 16698947200 | 0 | 100 | 1305291250800 | 522432067600 | 59.9758
West Fork/Little Kanawha River | 2061 | WV-OLK-59-BB | WV-OLK-59-BB_01 | Crummis Creek | WVLKW-28 | 0 | 0 | 0 | 16187566279600 | 523637667500 | 96.7652 | 1146543227000 | 1146543227000 | 0 | 68651227500 | 0 | 100 | 1554428566200 | 622105526900 | 59.9785
West Fork/Little Kanawha River | 2062 | WV-OLK-59 | WV-OLK-59_05 | West Fork/Little Kanawha River | WVLKW | 0 | 0 | 0 | 21519892529700 | 858031414700 | 96.0128 | 1515483890600 | 1515483890600 | 0 | 68772895600 | 0 | 100 | 3515864372200 | 880055271400 | 74.969
West Fork/Little Kanawha River | 2063 | WV-OLK-59-BH | WV-OLK-59-BH_03 | Left Fork/West Fork/Little Kanawha River | WVLKW-31 | 1161687200 | 1161687200 | 0 | 5031859834800 | 194053182400 | 96.1435 | 1194779979500 | 1194779979500 | 0 | 62765533000 | 0 | 100 | 2814041273600 | 844728880600 | 69.9816
West Fork/Little Kanawha River | 2064 | WV-OLK-59-BH-5 | WV-OLK-59-BH-5_01 | Bear Run | WVLKW-31-C | 0 | 0 | 0 | 0 | 0 | 0 | 637165229700 | 637165229700 | 0 | 32470175200 | 0 | 100 | 1306803446500 | 457593424100 | 64.9838
West Fork/Little Kanawha River | 2065 | WV-OLK-59-BH | WV-OLK-59-BH_03 | Left Fork/West Fork/Little Kanawha River | WVLKW-31 | 0 | 0 | 0 | 15703031593200 | 429496248500 | 97.2649 | 1673646274700 | 1673646274700 | 0 | 106687718400 | 0 | 100 | 2675955944100 | 1338442925700 | 49.9826
West Fork/Little Kanawha River | 2066 | WV-OLK-59-BH-11 | WV-OLK-59-BH-11_01 | Frozen Run | WVLKW-31-E | 0 | 0 | 0 | 904331323800 | 25390842400 | 97.1923 | 885914252200 | 885914252200 | 0 | 16698947200 | 0 | 100 | 801171024000 | 400823604400 | 49.9703
West Fork/Little Kanawha River | 2067 | WV-OLK-59-BH | WV-OLK-59-BH_03 | Left Fork/West Fork/Little Kanawha River | WVLKW-31 | 0 | 0 | 0 | 12645568145400 | 468050981800 | 96.2987 | 1383609342000 | 1383609342000 | 0 | 56590876700 | 0 | 100 | 2396804892600 | 839383940300 | 64.979
West Fork/Little Kanawha River | 2068 | WV-OLK-59-BH-14 | WV-OLK-59-BH-14_01 | Nicut Run | WVLKW-31-G | 0 | 0 | 0 | 44117824905800 | 558068334800 | 98.7351 | 1329772099500 | 1329772099500 | 0 | 67723508200 | 0 | 100 | 1882268900300 | 847408235000 | 54.9794
West Fork/Little Kanawha River | 2069 | WV-OLK-59-BH | WV-OLK-59-BH_01 | Left Fork/West Fork/Little Kanawha River | WVLKW-31 | 0 | 0 | 0 | 42962819712400 | 684672395800 | 98.4064 | 2164947355300 | 2164947355300 | 0 | 111326314900 | 0 | 100 | 4180316338100 | 1463863104100 | 64.982
West Fork/Little Kanawha River | 2070 | WV-OLK-59-BH | WV-OLK-59-BH_01 | Left Fork/West Fork/Little Kanawha River | WVLKW-31 | 0 | 0 | 0 | 13709092810500 | 667596243300 | 95.1303 | 1397251177900 | 1397251177900 | 0 | 133591577800 | 0 | 100 | 3367762068500 | 1010998964200 | 69.9801
West Fork/Little Kanawha River | 2071 | WV-OLK-59 | WV-OLK-59_04 | West Fork/Little Kanawha River | WVLKW | 0 | 0 | 0 | 23159258458900 | 863564505000 | 96.2712 | 1962803268400 | 1962803268400 | 0 | 107372101500 | 0 | 100 | 3660135391200 | 1282022447200 | 64.9734
West Fork/Little Kanawha River | 2072 | WV-OLK-59-BO | WV-OLK-59-BO_01 | Meadow Run | WVLKW-35 | 0 | 0 | 0 | 28280304412200 | 484727421500 | 98.286 | 315466644600 | 315466644600 | 0 | 28611015000 | 0 | 100 | 811072878300 | 284074492400 | 64.9755
West Fork/Little Kanawha River | 2073 | WV-OLK-59 | WV-OLK-59_04 | West Fork/Little Kanawha River | WVLKW | 0 | 0 | 0 | 3518878208500 | 107539307900 | 96.9439 | 1371314413300 | 1371314413300 | 0 | 63206579900 | 0 | 100 | 2877682189000 | 1007812641800 | 64.9783
West Fork/Little Kanawha River | 2074 | WV-OLK-59-BS | WV-OLK-59-BS_01 | Big White Oak Run | WVLKW-38 | 582081200 | 582081200 | 0 | 52336413145800 | 1832364541100 | 96.4989 | 2033137060300 | 2033137060300 | 0 | 123565711300 | 0 | 100 | 3443654125000 | 1206209812600 | 64.973
West Fork/Little Kanawha River | 2075 | WV-OLK-59 | WV-OLK-59_02 | West Fork/Little Kanawha River | WVLKW | 0 | 0 | 0 | 0 | 0 | 0 | 40187478700 | 40187478700 | 0 | 2463779100 | 0 | 100 | 163702326900 | 49168735400 | 69.9645
West Fork/Little Kanawha River | 2076 | WV-OLK-59-BT | WV-OLK-59-BT_01 | Walnut Fork | WVLKW-39 | 0 | 0 | 0 | 138008099508300 | 1530622160800 | 98.8909 | 1673923033200 | 1673923033200 | 0 | 86498417400 | 0 | 100 | 3890758045200 | 1167964529800 | 69.9811
West Fork/Little Kanawha River | 2077 | WV-OLK-59 | WV-OLK-59_02 | West Fork/Little Kanawha River | WVLKW | 0 | 0 | 0 | 0 | 0 | 0 | 176921032200 | 176921032200 | 0 | 11406384700 | 0 | 100 | 845879143200 | 253974225700 | 69.9751
West Fork/Little Kanawha River | 2078 | WV-OLK-59-BU | WV-OLK-59-BU_01 | Walker Creek | WVLKW-40 | 0 | 0 | 0 | 36559295423000 | 652596156700 | 98.215 | 2248928574800 | 2248928574800 | 0 | 157712279400 | 0 | 100 | 3970732292500 | 1390534445200 | 64.9804
West Fork/Little Kanawha River | 2079 | WV-OLK-59 | WV-OLK-59_02 | West Fork/Little Kanawha River | WVLKW | 193959300 | 193959300 | 0 | 8919326905600 | 494575360900 | 94.455 | 576444122900 | 576444122900 | 0 | 65868069600 | 0 | 100 | 1660586412400 | 581633961500 | 64.9742
West Fork/Little Kanawha River | 2080 | WV-OLK-59-BW | WV-OLK-59-BW_01 | Stinson Creek | WVLKW-41 | 0 | 0 | 0 | 19052544376400 | 646204472200 | 96.6083 | 1981456207200 | 1981456207200 | 0 | 231929822600 | 0 | 100 | 4902154748400 | 1472051382000 | 69.9713
West Fork/Little Kanawha River | 2081 | WV-OLK-59 | WV-OLK-59_01 | West Fork/Little Kanawha River | WVLKW | 0 | 0 | 0 | 56979850702500 | 1264572430800 | 97.7807 | 1760608201400 | 1760608201400 | 0 | 104832279800 | 0 | 100 | 3373547609500 | 1350136746200 | 59.9787
Little Kanawha River | 2082 | WV-OLK | WV-OLK_11 | Little Kanawha River | WVLK | 0 | 0 | 0 | 3101121239600 | 218759254100 | 92.9458 | 1430234725700 | 1430234725700 | 0 | 5961737100 | 0 | 100 | 1703497197400 | 1703497197400 | 0
Little Kanawha River | 2083 | WV-OLK-65 | WV-OLK-65_01 | Two Run | WVLK-36 | 0 | 0 | 0 | 0 | 0 | 0 | 1283027839300 | 1283027839300 | 0 | 2783157900 | 0 | 100 | 1279033830700 | 767970262900 | 39.957
Little Kanawha River | 2084 | WV-OLK | WV-OLK_11 | Little Kanawha River | WVLK | 0 | 0 | 0 | 0 | 0 | 0 | 36401054900 | 36401054900 | 0 | 0 | 0 | 0 | 167613492100 | 167613492100 | 0
Little Kanawha River | 2085 | WV-OLK-66 | WV-OLK-66_01 | Rock Run | WVLK-37 | 0 | 0 | 0 | 0 | 0 | 0 | 1761858371500 | 1761858371500 | 0 | 927719300 | 0 | 100 | 1690218384300 | 761318869500 | 54.9574
Little Kanawha River | 2086 | WV-OLK | WV-OLK_11 | Little Kanawha River | WVLK | 0 | 0 | 0 | 0 | 0 | 0 | 1218503275900 | 1218503275900 | 0 | 7102375600 | 0 | 100 | 2277097455200 | 2277097455200 | 0
Straight Creek | 2087 | WV-OLK-69 | WV-OLK-69_02 | Straight Creek | WVLK-39 | 0 | 0 | 0 | 1485809412800 | 35482772300 | 97.6119 | 1813903030900 | 1813903030900 | 0 | 33808524300 | 0 | 100 | 2225599581400 | 668622414900 | 69.9577
Straight Creek | 2088 | WV-OLK-69-J | WV-OLK-69-J_01 | Left Fork/Straight Creek | WVLK-39-A | 0 | 0 | 0 | 680707887200 | 23061274500 | 96.6122 | 968467280000 | 968467280000 | 0 | 45458245200 | 0 | 100 | 1912793460500 | 478724086900 | 74.9725
Straight Creek | 2089 | WV-OLK-69 | WV-OLK-69_01 | Straight Creek | WVLK-39 | 0 | 0 | 0 | 16188831771100 | 639947522200 | 96.047 | 1637443684200 | 1637443684200 | 0 | 80711578300 | 0 | 100 | 2646829564500 | 1059653416200 | 59.9652
Little Kanawha River | 2090 | WV-OLK | WV-OLK_11 | Little Kanawha River | WVLK | 0 | 0 | 0 | 1172156185200 | 37175879800 | 96.8284 | 720109519500 | 720109519500 | 0 | 10265746200 | 0 | 100 | 1280346332200 | 1280346332200 | 0
Leading Creek | 2091 | WV-OLK-72 | WV-OLK-72_02 | Leading Creek | WVLK-40 | 0 | 0 | 0 | 0 | 0 | 0 | 800257708800 | 800257708800 | 0 | 2053149200 | 0 | 100 | 931728424600 | 279920378900 | 69.9569
Leading Creek | 2092 | WV-OLK-72-E | WV-OLK-72-E_01 | Bell Run | WVLK-40-B | 0 | 0 | 0 | 0 | 0 | 0 | 576656933300 | 576656933300 | 0 | 927719300 | 0 | 100 | 548793627200 | 247130395300 | 54.9684
Leading Creek | 2093 | WV-OLK-72 | WV-OLK-72_02 | Leading Creek | WVLK-40 | 570263000 | 570263000 | 0 | 0 | 0 | 0 | 1225391857300 | 1225391857300 | 0 | 29687017300 | 0 | 100 | 2322025201900 | 697041931700 | 69.9813
Leading Creek | 2094 | WV-OLK-72 | WV-OLK-72_02 | Leading Creek | WVLK-40 | 0 | 0 | 0 | 3929272774500 | 183770436700 | 95.323 | 1198638593700 | 1198638593700 | 0 | 41747368100 | 0 | 100 | 2296473355400 | 689530917700 | 69.9744
Leading Creek | 2095 | WV-OLK-72-M | WV-OLK-72-M_01 | Cole Run | WVLK-40-F | 761197900 | 761197900 | 0 | 10936126300700 | 311966800100 | 97.1474 | 1291628493000 | 1291628493000 | 0 | 41747368100 | 0 | 100 | 2305762513800 | 692375137100 | 69.972
Leading Creek | 2096 | WV-OLK-72 | WV-OLK-72_01 | Leading Creek | WVLK-40 | 570925300 | 570925300 | 0 | 10474460737800 | 274105610500 | 97.3831 | 1441336137000 | 1441336137000 | 0 | 69578946800 | 0 | 100 | 3935202801600 | 984931226500 | 74.9713
Little Kanawha River | 2097 | WV-OLK | WV-OLK_11 | Little Kanawha River | WVLK | 0 | 0 | 0 | 35285196557200 | 2043371704400 | 94.209 | 1333969941900 | 1333969941900 | 0 | 7936078600 | 0 | 100 | 3344921883100 | 3344921883100 | 0
Annamoriah Run | 2098 | WV-OLK-76 | WV-OLK-76_01 | Annamoriah Run | WVLK-42 | 190094400 | 190094400 | 0 | 40171301677000 | 1080971447000 | 97.3091 | 2033732734600 | 2033732734600 | 0 | 66278699500 | 0 | 100 | 4761817567800 | 1191623879700 | 74.9754
Little Kanawha River | 2099 | WV-OLK | WV-OLK_11 | Little Kanawha River | WVLK | 0 | 0 | 0 | 13155890059400 | 938327131400 | 92.8676 | 1648080535900 | 1648080535900 | 0 | 35724796900 | 0 | 100 | 4173813099300 | 4173813099300 | 0
Yellow Creek | 2100 | WV-OLK-79 | WV-OLK-79_02 | Yellow Creek | WVLK-45 | 0 | 0 | 0 | 19052608672200 | 538037537400 | 97.176 | 2920475686200 | 2920475686200 | 0 | 80894080400 | 0 | 100 | 6883324192100 | 1722162153000 | 74.9807
Yellow Creek | 2101 | WV-OLK-79 | WV-OLK-79_01 | Yellow Creek | WVLK-45 | 0 | 0 | 0 | 5018268494500 | 129197177600 | 97.4255 | 886296825600 | 886296825600 | 0 | 31542455900 | 0 | 100 | 2365479717000 | 591909904500 | 74.9772
Yellow Creek | 2102 | WV-OLK-79-S | WV-OLK-79-S_01 | Back Fork | WVLK-45-L | 380447400 | 380447400 | 0 | 13460940155900 | 61865569300 | 99.5404 | 224993300600 | 224993300600 | 0 | 27831578700 | 0 | 100 | 435675096800 | 109128591600 | 74.9518
Yellow Creek | 2103 | WV-OLK-79-S-3 | WV-OLK-79-S-3_01 | UNT/Back Fork RM 0.71 | WVLK-45-L-3 | 0 | 0 | 0 | 14018269600 | 14018269600 | 0 | 143728645000 | 143728645000 | 0 | 8349473600 | 0 | 100 | 540958147700 | 135413743300 | 74.9678
Yellow Creek | 2104 | WV-OLK-79-S | WV-OLK-79-S_01 | Back Fork | WVLK-45-L | 0 | 0 | 0 | 0 | 0 | 0 | 738534446400 | 738534446400 | 0 | 28759298000 | 0 | 100 | 1356932148700 | 339519385400 | 74.9789
Yellow Creek | 2105 | WV-OLK-79 | WV-OLK-79_01 | Yellow Creek | WVLK-45 | 0 | 0 | 0 | 5514611546600 | 194124013000 | 96.4798 | 958826478700 | 958826478700 | 0 | 42675087400 | 0 | 100 | 2764804670700 | 691915538300 | 74.9742
Little Kanawha River | 2106 | WV-OLK | WV-OLK_11 | Little Kanawha River | WVLK | 0 | 0 | 0 | 8212949217700 | 579242615100 | 92.9472 | 361236427900 | 361236427900 | 0 | 10779033600 | 0 | 100 | 1857960023100 | 1857960023100 | 0
Little Kanawha River | 2107 | WV-OLK-81 | WV-OLK-81_01 | Big Root Run | WVLK-46 | 0 | 0 | 0 | 5491830018800 | 190684044200 | 96.5279 | 1803729514200 | 1803729514200 | 0 | 59374034600 | 0 | 100 | 4678789523000 | 1170823303400 | 74.9759
Little Kanawha River | 2108 | WV-OLK | WV-OLK_11 | Little Kanawha River | WVLK | 0 | 0 | 0 | 1391858581000 | 177999453300 | 87.2114 | 1267068780700 | 1267068780700 | 0 | 6265907300 | 0 | 100 | 1591414606400 | 1591414606400 | 0
Little Kanawha River | 2109 | WV-OLK-85 | WV-OLK-85_01 | Bee Run | WVLK-49 | 0 | 0 | 0 | 94178853300 | 94178853300 | 0 | 395428284800 | 395428284800 | 0 | 0 | 0 | 0 | 272657925700 | 149999832500 | 44.9861
Little Kanawha River | 2110 | WV-OLK | WV-OLK_11 | Little Kanawha River | WVLK | 0 | 0 | 0 | 744558276000 | 106318657100 | 85.7206 | 1949673050900 | 1949673050900 | 0 | 24428673900 | 0 | 100 | 3496622342600 | 3496622342600 | 0
Little Kanawha River | 2111 | WV-OLK-92 | WV-OLK-92_01 | Pine Creek | WVLK-53 | 0 | 0 | 0 | 5206658986600 | 140577886200 | 97.3 | 1833944358100 | 1833944358100 | 0 | 58446315300 | 0 | 100 | 2869142599600 | 717840402400 | 74.9807
Little Kanawha River | 2112 | WV-OLK-92-L | WV-OLK-92-L_01 | Right Fork/Pine Creek | WVLK-53-B | 0 | 0 | 0 | 730285507000 | 81294792600 | 88.8681 | 515476490200 | 515476490200 | 0 | 12988070100 | 0 | 100 | 922264799500 | 184567593300 | 79.9876
Little Kanawha River | 2113 | WV-OLK-92 | WV-OLK-92_01 | Pine Creek | WVLK-53 | 0 | 0 | 0 | 3110718989300 | 163399224100 | 94.7472 | 895670473100 | 895670473100 | 0 | 57518596000 | 0 | 100 | 2838224605700 | 568244080200 | 79.9789
Little Kanawha River | 2114 | WV-OLK | WV-OLK_11 | Little Kanawha River | WVLK | 190093300 | 190093300 | 0 | 706142058100 | 20831672800 | 97.0499 | 1715761086900 | 1715761086900 | 0 | 47359309400 | 0 | 100 | 12245998184200 | 12245998184200 | 0
Little Kanawha River | 2115 | WV-OLK-98 | WV-OLK-98_01 | Philip Run | WVLK-56 | 190297200 | 190297200 | 0 | 544291817800 | 9069973800 | 98.3336 | 1241075798600 | 1241075798600 | 0 | 192501752800 | 0 | 100 | 7877221914700 | 395369220100 | 94.9809
Little Kanawha River | 2116 | WV-OLK | WV-OLK_11 | Little Kanawha River | WVLK | 0 | 0 | 0 | 89687249900 | 6325443900 | 92.9472 | 220740411000 | 220740411000 | 0 | 1539861900 | 0 | 100 | 4627028078500 | 4627028078500 | 0
Little Kanawha River | 2117 | WV-OLK-100 | WV-OLK-100_01 | Bull River | WVLK-57 | 0 | 0 | 0 | 27784769138700 | 902035000800 | 96.7535 | 1199993234000 | 1199993234000 | 0 | 67723508200 | 0 | 100 | 5712483869000 | 1429388384400 | 74.9778
Little Kanawha River | 2118 | WV-OLK | WV-OLK_11 | Little Kanawha River | WVLK | 0 | 0 | 0 | 4772807370900 | 336881803300 | 92.9416 | 1398246590000 | 1398246590000 | 0 | 19299602900 | 0 | 100 | 3624915748000 | 3624915748000 | 0
Steer Creek | 3001 | WV-OLK-109 | WV-OLK-109_07 | Steer Creek | WVLKS | 0 | 0 | 0 | 0 | 0 | 0 | 5868031100 | 5868031100 | 0 | 2874408900 | 0 | 100 | 44796875800 | 44796875800 | 0
Steer Creek | 3002 | WV-OLK-109-A | WV-OLK-109-A_02 | Sycamore Creek | WVLKS-1 | 0 | 0 | 0 | 33764679798900 | 216982311500 | 99.3574 | 868505035300 | 868505035300 | 0 | 39237963400 | 0 | 100 | 2330902058600 | 816176509700 | 64.9845
Steer Creek | 3003 | WV-OLK-109-A-4 | WV-OLK-109-A-4_01 | Left Fork/Sycamore Creek | WVLKS-1-D | 0 | 0 | 0 | 23708083037900 | 636902586600 | 97.3136 | 2331035717400 | 2331035717400 | 0 | 36181052300 | 0 | 100 | 4097821372900 | 1435131828500 | 64.9782
Steer Creek | 3004 | WV-OLK-109-A | WV-OLK-109-A_01 | Sycamore Creek | WVLKS-1 | 0 | 0 | 0 | 12678640490000 | 485508481400 | 96.1707 | 1182900012200 | 1182900012200 | 0 | 46385964500 | 0 | 100 | 4028985201400 | 1008027651200 | 74.9806
Steer Creek | 3005 | WV-OLK-109-A | WV-OLK-109-A_01 | Sycamore Creek | WVLKS-1 | 0 | 0 | 0 | 1530321843800 | 83778611200 | 94.5254 | 1134707820300 | 1134707820300 | 0 | 25976140100 | 0 | 100 | 4036111344500 | 1211570740500 | 69.9817
Steer Creek | 3006 | WV-OLK-109 | WV-OLK-109_07 | Steer Creek | WVLKS | 0 | 0 | 0 | 0 | 0 | 0 | 471972532000 | 471972532000 | 0 | 13155363700 | 0 | 100 | 1342056271800 | 1342056271800 | 0
Steer Creek | 3007 | WV-OLK-109-D | WV-OLK-109-D_01 | Laurel Run | WVLKS-3 | 0 | 0 | 0 | 0 | 0 | 0 | 187247494000 | 187247494000 | 0 | 1231889500 | 0 | 100 | 202832077100 | 131862183200 | 34.9895
Steer Creek | 3008 | WV-OLK-109 | WV-OLK-109_07 | Steer Creek | WVLKS | 0 | 0 | 0 | 4365944396100 | 131063446100 | 96.9981 | 187927991300 | 187927991300 | 0 | 12349312500 | 0 | 100 | 570182164600 | 570182164600 | 0
Steer Creek | 3009 | WV-OLK-109-F | WV-OLK-109-F_01 | Rush Run | WVLKS-4 | 0 | 0 | 0 | 22283681678900 | 639985059500 | 97.128 | 776599728500 | 776599728500 | 0 | 47724313700 | 0 | 100 | 2323778859300 | 813675293000 | 64.9848
Steer Creek | 3010 | WV-OLK-109 | WV-OLK-109_07 | Steer Creek | WVLKS | 0 | 0 | 0 | 11592935006100 | 347462173900 | 97.0028 | 2049870394500 | 2049870394500 | 0 | 38492746300 | 0 | 100 | 3274189664700 | 1964832034100 | 39.9903
Steer Creek | 3011 | WV-OLK-109-P | WV-OLK-109-P_03 | Bear Fork | WVLKS-8 | 0 | 0 | 0 | 0 | 0 | 0 | 223411987500 | 223411987500 | 0 | 6904664900 | 0 | 100 | 661822964100 | 397237396400 | 39.9783
Steer Creek | 3012 | WV-OLK-109-P-1 | WV-OLK-109-P-1_01 | Little Bear Fork | WVLKS-8-A | 0 | 0 | 0 | 5228240896100 | 179892413900 | 96.5592 | 1373024802200 | 1373024802200 | 0 | 44530525900 | 0 | 100 | 2573128783400 | 1030000045500 | 59.9709
Steer Creek | 3013 | WV-OLK-109-P | WV-OLK-109-P_03 | Bear Fork | WVLKS-8 | 0 | 0 | 0 | 0 | 0 | 0 | 1752601882300 | 1752601882300 | 0 | 2783157900 | 0 | 100 | 331156541800 | 331156541800 | 0
Steer Creek | 3014 | WV-OLK-109-P-8 | WV-OLK-109-P-8_01 | Trace Fork | WVLKS-8-E | 0 | 0 | 0 | 12333240800 | 12333240800 | 0 | 1404626379900 | 1404626379900 | 0 | 927719300 | 0 | 100 | 194257081400 | 194257081400 | 0
Steer Creek | 3015 | WV-OLK-109-P | WV-OLK-109-P_01 | Bear Fork | WVLKS-8 | 0 | 0 | 0 | 0 | 0 | 0 | 158604336800 | 158604336800 | 0 | 927719300 | 0 | 100 | 238289847900 | 238289847900 | 0
Steer Creek | 3016 | WV-OLK-109-P-10 | WV-OLK-109-P-10_01 | Standingstone Run | WVLKS-8-F | 0 | 0 | 0 | 0 | 0 | 0 | 924022300300 | 924022300300 | 0 | 0 | 0 | 0 | 265659100 | 265659100 | 0
Steer Creek | 3017 | WV-OLK-109-P | WV-OLK-109-P_01 | Bear Fork | WVLKS-8 | 0 | 0 | 0 | 0 | 0 | 0 | 1176609873400 | 1176609873400 | 0 | 927719300 | 0 | 100 | 1687425037500 | 590956193100 | 64.9788
Steer Creek | 3018 | WV-OLK-109 | WV-OLK-109_07 | Steer Creek | WVLKS | 0 | 0 | 0 | 0 | 0 | 0 | 185209532200 | 185209532200 | 0 | 21044779800 | 0 | 100 | 1008613519900 | 252399896600 | 74.9756
Steer Creek | 3019 | WV-OLK-109-Q | WV-OLK-109-Q_06 | Right Fork/Steer Creek | WVLKS-9 | 0 | 0 | 0 | 3339114958500 | 209964240300 | 93.712 | 2071560035100 | 2071560035100 | 0 | 74095875100 | 0 | 100 | 3518822771400 | 1935727859900 | 44.9893
Steer Creek | 3020 | WV-OLK-109-Q-7 | WV-OLK-109-Q-7_02 | Crooked Fork | WVLKS-9-B | 0 | 0 | 0 | 41828115751600 | 901149331300 | 97.8456 | 2881368305100 | 2881368305100 | 0 | 84422455400 | 0 | 100 | 5400929059600 | 1621534192700 | 69.9768
Steer Creek | 3021 | WV-OLK-109-Q-7-I | WV-OLK-109-Q-7-I_01 | Cub Run | WVLKS-9-B-5 | 0 | 0 | 0 | 5386806947000 | 225511275600 | 95.8136 | 603130583700 | 603130583700 | 0 | 19482105100 | 0 | 100 | 1014577377300 | 405958090300 | 59.9875
Steer Creek | 3022 | WV-OLK-109-Q-7 | WV-OLK-109-Q-7_01 | Crooked Fork | WVLKS-9-B | 0 | 0 | 0 | 85610831402200 | 1898297096700 | 97.7826 | 2599236903200 | 2599236903200 | 0 | 69578946800 | 0 | 100 | 6167364387200 | 1542595220600 | 74.9878
Steer Creek | 3023 | WV-OLK-109-Q | WV-OLK-109-Q_05 | Right Fork/Steer Creek | WVLKS-9 | 0 | 0 | 0 | 3340354704300 | 74378918700 | 97.7733 | 1185096584500 | 1185096584500 | 0 | 27831578700 | 0 | 100 | 1009984846200 | 505152220500 | 49.9842
Steer Creek | 3024 | WV-OLK-109-Q-11 | WV-OLK-109-Q-11_01 | Tanner Fork | WVLKS-9-D | 0 | 0 | 0 | 0 | 0 | 0 | 1590826772500 | 1590826772500 | 0 | 65868069600 | 0 | 100 | 2796627433300 | 1118989352200 | 59.9879
Steer Creek | 3025 | WV-OLK-109-Q | WV-OLK-109-Q_05 | Right Fork/Steer Creek | WVLKS-9 | 0 | 0 | 0 | 5391043207200 | 204070788500 | 96.2146 | 1946473539600 | 1946473539600 | 0 | 62157192500 | 0 | 100 | 5516315303700 | 2758717527100 | 49.9899
Steer Creek | 3026 | WV-OLK-109-Q-17 | WV-OLK-109-Q-17_03 | O'Brien Fork | WVLKS-9-G | 0 | 0 | 0 | 17051749458200 | 1341880786700 | 92.1305 | 1989561604100 | 1989561604100 | 0 | 51024561000 | 0 | 100 | 3818253868100 | 1909385394800 | 49.9932
Steer Creek | 3027 | WV-OLK-109-Q-17-G | WV-OLK-109-Q-17-G_01 | Triplett Fork | WVLKS-9-G-2 | 0 | 0 | 0 | 303069060400 | 303069060400 | 0 | 1799172728900 | 1799172728900 | 0 | 36181052300 | 0 | 100 | 3193762324000 | 1277862466500 | 59.9888
Steer Creek | 3028 | WV-OLK-109-Q-17 | WV-OLK-109-Q-17_02 | O'Brien Fork | WVLKS-9-G | 0 | 0 | 0 | 8221578122400 | 272443147700 | 96.6862 | 1508158051400 | 1508158051400 | 0 | 25048420800 | 0 | 100 | 2480650859500 | 868597947500 | 64.9851
Steer Creek | 3029 | WV-OLK-109-Q-17-M | WV-OLK-109-Q-17-M_01 | Plantation Fork | WVLKS-9-G-3 | 0 | 0 | 0 | 12773493831800 | 446621807100 | 96.5035 | 864762163200 | 864762163200 | 0 | 28759298000 | 0 | 100 | 1485454338500 | 743012811000 | 49.9808
Steer Creek | 3030 | WV-OLK-109-Q-17 | WV-OLK-109-Q-17_01 | O'Brien Fork | WVLKS-9-G | 0 | 0 | 0 | 8713626517200 | 278701273800 | 96.8015 | 1342546548800 | 1342546548800 | 0 | 49169122400 | 0 | 100 | 3841155992800 | 1344903110900 | 64.987
Steer Creek | 3031 | WV-OLK-109-Q | WV-OLK-109-Q_04 | Right Fork/Steer Creek | WVLKS-9 | 196351600 | 196351600 | 0 | 0 | 0 | 0 | 486683768700 | 486683768700 | 0 | 80015788800 | 0 | 100 | 2324870012900 | 1162632480000 | 49.9915
Steer Creek | 3032 | WV-OLK-109-Q-20 | WV-OLK-109-Q-20_01 | Mill Fork | WVLKS-9-H | 0 | 0 | 0 | 7394516919500 | 194763806400 | 97.3661 | 2350553200300 | 2350553200300 | 0 | 70506666100 | 0 | 100 | 3652339765100 | 1278969117700 | 64.9822
Steer Creek | 3033 | WV-OLK-109-Q | WV-OLK-109-Q_04 | Right Fork/Steer Creek | WVLKS-9 | 0 | 0 | 0 | 4203190327500 | 126363368000 | 96.9936 | 655238766000 | 655238766000 | 0 | 25048420800 | 0 | 100 | 2125231173400 | 637716736800 | 69.9931
Steer Creek | 3034 | WV-OLK-109-Q-24 | WV-OLK-109-Q-24_01 | Lower Sleith Fork | WVLKS-9-I | 0 | 0 | 0 | 0 | 0 | 0 | 730813740800 | 730813740800 | 0 | 5566315700 | 0 | 100 | 1361364857600 | 680713230900 | 49.9977
Steer Creek | 3035 | WV-OLK-109-Q-24-C | WV-OLK-109-Q-24-C_01 | Pigeonroost Fork | WVLKS-9-I-1 | 0 | 0 | 0 | 0 | 0 | 0 | 477547531700 | 477547531700 | 0 | 1855438600 | 0 | 100 | 207763900 | 207763900 | 0
Steer Creek | 3036 | WV-OLK-109-Q-24 | WV-OLK-109-Q-24_01 | Lower Sleith Fork | WVLKS-9-I | 0 | 0 | 0 | 0 | 0 | 0 | 731239865500 | 731239865500 | 0 | 6494035000 | 0 | 100 | 990470622200 | 346758190500 | 64.9906
Steer Creek | 3037 | WV-OLK-109-Q-24-F | WV-OLK-109-Q-24-F_01 | Cowskin Fork | WVLKS-9-I-3 | 0 | 0 | 0 | 0 | 0 | 0 | 920883709900 | 920883709900 | 0 | 28759298000 | 0 | 100 | 1134706552800 | 624263621600 | 44.9846
Steer Creek | 3038 | WV-OLK-109-Q-24 | WV-OLK-109-Q-24_01 | Lower Sleith Fork | WVLKS-9-I | 196966200 | 196966200 | 0 | 18885299400500 | 733779439100 | 96.1145 | 903708241100 | 903708241100 | 0 | 57518596000 | 0 | 100 | 1886756737100 | 566495971300 | 69.9751
Steer Creek | 3039 | WV-OLK-109-Q | WV-OLK-109-Q_03 | Right Fork/Steer Creek | WVLKS-9 | 0 | 0 | 0 | 54126241469500 | 1683378356000 | 96.8899 | 2348010516300 | 2348010516300 | 0 | 93699648300 | 0 | 100 | 5418011515900 | 1896875396400 | 64.9895
Steer Creek | 3040 | WV-OLK-109-Q-30 | WV-OLK-109-Q-30_01 | Upper Sleith Fork | WVLKS-9-M | 0 | 0 | 0 | 12781882830900 | 413327331000 | 96.7663 | 996820573900 | 996820573900 | 0 | 77928420400 | 0 | 100 | 1964249261200 | 687849230300 | 64.9816
Steer Creek | 3041 | WV-OLK-109-Q | WV-OLK-109-Q_02 | Right Fork/Steer Creek | WVLKS-9 | 0 | 0 | 0 | 1652717715400 | 63928053700 | 96.1319 | 299421168400 | 299421168400 | 0 | 20409824400 | 0 | 100 | 604719111200 | 241970052100 | 59.9864
Steer Creek | 3042 | WV-OLK-109-Q-33 | WV-OLK-109-Q-33_01 | Dry Fork | WVLKS-9-N | 0 | 0 | 0 | 16348707746200 | 470729886600 | 97.1207 | 1680115782000 | 1680115782000 | 0 | 141941051400 | 0 | 100 | 3760550681900 | 1317079238600 | 64.9764
Steer Creek | 3043 | WV-OLK-109-Q | WV-OLK-109-Q_02 | Right Fork/Steer Creek | WVLKS-9 | 0 | 0 | 0 | 15293616444000 | 339461068800 | 97.7804 | 679813955800 | 679813955800 | 0 | 17626666500 | 0 | 100 | 1356544364500 | 678433616900 | 49.9881
Steer Creek | 3044 | WV-OLK-109-Q-37 | WV-OLK-109-Q-37_01 | Joes Fork | WVLKS-9-P | 0 | 0 | 0 | 65828655025300 | 2336551967800 | 96.4506 | 480849935100 | 480849935100 | 0 | 19186921700 | 0 | 100 | 1021559292400 | 613088359000 | 39.985
Steer Creek | 3045 | WV-OLK-109-Q-38 | WV-OLK-109-Q-38_01 | Plantation Fork | WVLKS-9-Q | 0 | 0 | 0 | 27406659913400 | 1052790047600 | 96.1586 | 1197428047900 | 1197428047900 | 0 | 57518596000 | 0 | 100 | 3033133518400 | 758888155000 | 74.9801
Steer Creek | 3046 | WV-OLK-109-R | WV-OLK-109-R_04 | Left Fork/Steer Creek | WVLKS-10 | 0 | 0 | 0 | 8836964509100 | 545067487800 | 93.832 | 544377336400 | 544377336400 | 0 | 10372205800 | 0 | 100 | 1618551972100 | 405227478700 | 74.9636
Steer Creek | 3047 | WV-OLK-109-R-3 | WV-OLK-109-R-3_01 | Owen Run | WVLKS-10-B | 0 | 0 | 0 | 11183069330100 | 500749140000 | 95.5223 | 1209331718700 | 1209331718700 | 0 | 35451043700 | 0 | 100 | 3490140595600 | 872975133000 | 74.9874
Steer Creek | 3048 | WV-OLK-109-R | WV-OLK-109-R_04 | Left Fork/Steer Creek | WVLKS-10 | 0 | 0 | 0 | 2019348271700 | 72088028300 | 96.4301 | 1716186738800 | 1716186738800 | 0 | 67769133700 | 0 | 100 | 3992284787700 | 1797261144300 | 54.9816
Steer Creek | 3049 | WV-OLK-109-R-6 | WV-OLK-109-R-6_01 | White Oak Run | WVLKS-10-D | 0 | 0 | 0 | 2695541841600 | 85740823000 | 96.8192 | 715193188700 | 715193188700 | 0 | 35831256500 | 0 | 100 | 2147019456100 | 644631483200 | 69.9755
Steer Creek | 3050 | WV-OLK-109-R | WV-OLK-109-R_04 | Left Fork/Steer Creek | WVLKS-10 | 0 | 0 | 0 | 11268328333600 | 245136700400 | 97.8246 | 181701708100 | 181701708100 | 0 | 8212597000 | 0 | 100 | 580285362300 | 580285362300 | 0
Steer Creek | 3051 | WV-OLK-109-R-7 | WV-OLK-109-R-7_01 | Steer Run | WVLKS-10-E | 0 | 0 | 0 | 91829297950600 | 960426996400 | 98.9541 | 1348422575500 | 1348422575500 | 0 | 42051538300 | 0 | 100 | 2750717182400 | 963094760700 | 64.9875
Steer Creek | 3052 | WV-OLK-109-R-7-E | WV-OLK-109-R-7-E_01 | Lick Fork | WVLKS-10-E-3 | 196849500 | 196849500 | 0 | 9333107673100 | 418278096600 | 95.5183 | 394416510500 | 394416510500 | 0 | 41747368100 | 0 | 100 | 1084991578200 | 325619489500 | 69.9888
Steer Creek | 3053 | WV-OLK-109-R-7 | WV-OLK-109-R-7_01 | Steer Run | WVLKS-10-E | 0 | 0 | 0 | 9948406922100 | 94492346400 | 99.0502 | 1326662735700 | 1326662735700 | 0 | 70506666100 | 0 | 100 | 2536478280000 | 1141873705300 | 54.9819
Steer Creek | 3054 | WV-OLK-109-R | WV-OLK-109-R_04 | Left Fork/Steer Creek | WVLKS-10 | 0 | 0 | 0 | 82458284874600 | 1002603046400 | 98.7841 | 1528037714000 | 1528037714000 | 0 | 82947229700 | 0 | 100 | 4331885228400 | 1083691235100 | 74.9834
Steer Creek | 3055 | WV-OLK-109-R-12 | WV-OLK-109-R-12_01 | Poplarlick Run | WVLKS-10-I | 196843200 | 196843200 | 0 | 0 | 0 | 0 | 638806387000 | 638806387000 | 0 | 32470175200 | 0 | 100 | 1725916135700 | 690653520200 | 59.9834
Steer Creek | 3056 | WV-OLK-109-R | WV-OLK-109-R_03 | Left Fork/Steer Creek | WVLKS-10 | 0 | 0 | 0 | 7500354684100 | 530022867400 | 92.9334 | 526457806100 | 526457806100 | 0 | 15771227900 | 0 | 100 | 1010424122700 | 505321559400 | 49.9892
Steer Creek | 3057 | WV-OLK-109-R | WV-OLK-109-R_03 | Left Fork/Steer Creek | WVLKS-10 | 196758000 | 196758000 | 0 | 18387238799300 | 547365247100 | 97.0231 | 2342736975600 | 2342736975600 | 0 | 116892630600 | 0 | 100 | 4396719557800 | 1320018708500 | 69.9772
Steer Creek | 3058 | WV-OLK-109-R-21 | WV-OLK-109-R-21_01 | Bender Run | WVLKS-10-P | 0 | 0 | 0 | 4656601697500 | 266945252000 | 94.2674 | 798687032800 | 798687032800 | 0 | 19482105100 | 0 | 100 | 1229758744600 | 492032575300 | 59.9895
Steer Creek | 3059 | WV-OLK-109-R | WV-OLK-109-R_02 | Left Fork/Steer Creek | WVLKS-10 | 0 | 0 | 0 | 35354675652100 | 1611153336200 | 95.4429 | 1158083315700 | 1158083315700 | 0 | 43539553100 | 0 | 100 | 2236942162500 | 895203655600 | 59.9809
Steer Creek | 3060 | WV-OLK-109-R | WV-OLK-109-R_02 | Left Fork/Steer Creek | WVLKS-10 | 0 | 0 | 0 | 60328375630100 | 1077277225300 | 98.2143 | 1614493902400 | 1614493902400 | 0 | 90916490500 | 0 | 100 | 3020827049800 | 906756504800 | 69.9832
Steer Creek | 3061 | WV-OLK-109-R-36 | WV-OLK-109-R-36_01 | Grasslick Run | WVLKS-10-U | 0 | 0 | 0 | 4978869268800 | 98008169400 | 98.0315 | 1074818712300 | 1074818712300 | 0 | 50096841700 | 0 | 100 | 2140157937000 | 749439344600 | 64.9821
Steer Creek | 3062 | WV-OLK-109-R | WV-OLK-109-R_01 | Left Fork/Steer Creek | WVLKS-10 | 0 | 0 | 0 | 12965862178900 | 575062577800 | 95.5648 | 1944793958700 | 1944793958700 | 0 | 119675788500 | 0 | 100 | 4248237557500 | 1912306749000 | 54.9859
Little Kanawha River | 3063 | WV-OLK | WV-OLK_10 | Little Kanawha River | WVLK | 0 | 0 | 0 | 510277149200 | 70691155900 | 86.1465 | 1184896972700 | 1184896972700 | 0 | 22645475800 | 0 | 100 | 1861984979900 | 1861984979900 | 0
Little Kanawha River | 3064 | WV-OLK-117 | WV-OLK-117_02 | Laurel Creek | WVLK-61 | 0 | 0 | 0 | 173619185800 | 173619185800 | 0 | 527170989100 | 527170989100 | 0 | 7102375600 | 0 | 100 | 1187219033100 | 237854034200 | 79.9654
Little Kanawha River | 3065 | WV-OLK-117-D | WV-OLK-117-D_01 | Big Run | WVLK-61-B | 0 | 0 | 0 | 14151552045800 | 182141064400 | 98.7129 | 356305200300 | 356305200300 | 0 | 4638596500 | 0 | 100 | 1410354729500 | 423272534700 | 69.9882
Little Kanawha River | 3066 | WV-OLK-117 | WV-OLK-117_02 | Laurel Creek | WVLK-61 | 0 | 0 | 0 | 105362780000 | 105362780000 | 0 | 1084854900100 | 1084854900100 | 0 | 17626666500 | 0 | 100 | 1866348867300 | 373588627400 | 79.9829
Little Kanawha River | 3067 | WV-OLK-117-I | WV-OLK-117-I_01 | Road Fork | WVLK-61-E | 0 | 0 | 0 | 343365138800 | 24207036300 | 92.9501 | 857431637900 | 857431637900 | 0 | 19482105100 | 0 | 100 | 3721125942200 | 744930999700 | 79.981
Little Kanawha River | 3068 | WV-OLK-117 | WV-OLK-117_01 | Laurel Creek | WVLK-61 | 391176500 | 391176500 | 0 | 1369336316300 | 289201560000 | 78.8802 | 1459999331500 | 1459999331500 | 0 | 35253333000 | 0 | 100 | 3622193843700 | 1087456400700 | 69.978
Little Kanawha River | 3069 | WV-OLK | WV-OLK_10 | Little Kanawha River | WVLK | 0 | 0 | 0 | 222319445600 | 55199860300 | 75.1709 | 1000065656400 | 1000065656400 | 0 | 12531814700 | 0 | 100 | 2717947035000 | 2717947035000 | 0
Little Kanawha River | 3070 | WV-OLK-126 | WV-OLK-126_01 | Lower Run | WVLK-64 | 0 | 0 | 0 | 0 | 0 | 0 | 1117398035100 | 1117398035100 | 0 | 17626666500 | 0 | 100 | 3458423327800 | 865274855300 | 74.9807
Little Kanawha River | 3071 | WV-OLK | WV-OLK_10 | Little Kanawha River | WVLK | 0 | 0 | 0 | 6574430199100 | 337200294900 | 94.871 | 1068453263100 | 1068453263100 | 0 | 5855277500 | 0 | 100 | 2330155823600 | 2330155823600 | 0
Little Kanawha River | 3072 | WV-OLK-132 | WV-OLK-132_01 | Middle Run | WVLK-65 | 0 | 0 | 0 | 0 | 0 | 0 | 1509373651100 | 1509373651100 | 0 | 27831578700 | 0 | 100 | 3196185291200 | 1438570354200 | 54.991
Little Kanawha River | 3073 | WV-OLK | WV-OLK_10 | Little Kanawha River | WVLK | 0 | 0 | 0 | 0 | 0 | 0 | 135598622800 | 135598622800 | 0 | 1642519400 | 0 | 100 | 197288804200 | 197288804200 | 0
Tanner Creek | 3074 | WV-OLK-134 | WV-OLK-134_04 | Tanner Creek | WVLK-66 | 0 | 0 | 0 | 0 | 0 | 0 | 1386519170200 | 1386519170200 | 0 | 15953730100 | 0 | 100 | 3451370134300 | 863348448700 | 74.9853
Tanner Creek | 3075 | WV-OLK-134-G | WV-OLK-134-G_01 | Trace Fork | WVLK-66-A | 0 | 0 | 0 | 0 | 0 | 0 | 1048845198600 | 1048845198600 | 0 | 21337543700 | 0 | 100 | 1691130382400 | 507615423200 | 69.9837
Tanner Creek | 3076 | WV-OLK-134-G-7 | WV-OLK-134-G-7_01 | UNT/Trace Fork RM 2.38 |  | 0 | 0 | 0 | 0 | 0 | 0 | 615973666400 | 615973666400 | 0 | 16698947200 | 0 | 100 | 185142348100 | 185142348100 | 0
Tanner Creek | 3077 | WV-OLK-134-G | WV-OLK-134-G_01 | Trace Fork | WVLK-66-A | 0 | 0 | 0 | 6397373167100 | 180453656100 | 97.1793 | 1009755209600 | 1009755209600 | 0 | 22265263000 | 0 | 100 | 1521486125300 | 532812476400 | 64.9808
Tanner Creek | 3078 | WV-OLK-134 | WV-OLK-134_04 | Tanner Creek | WVLK-66 | 0 | 0 | 0 | 0 | 0 | 0 | 407799166300 | 407799166300 | 0 | 14843508600 | 0 | 100 | 1660691815700 | 249526814400 | 84.9745
Tanner Creek | 3079 | WV-OLK-134-I | WV-OLK-134-I_01 | Laurel Fork | WVLK-66-C | 0 | 0 | 0 | 5458659493900 | 168506652700 | 96.913 | 2028543503100 | 2028543503100 | 0 | 36181052300 | 0 | 100 | 3616633466100 | 1085916982000 | 69.9744
Tanner Creek | 3080 | WV-OLK-134 | WV-OLK-134_03 | Tanner Creek | WVLK-66 | 0 | 0 | 0 | 2416959486700 | 315455977000 | 86.9482 | 1661939785600 | 1661939785600 | 0 | 115964911300 | 0 | 100 | 4212826376300 | 1476013606700 | 64.9638
Tanner Creek | 3081 | WV-OLK-134-Q | WV-OLK-134-Q_01 | Bull Fork | WVLK-66-E | 0 | 0 | 0 | 9876492193000 | 220633057400 | 97.7661 | 1801461464500 | 1801461464500 | 0 | 95555086900 | 0 | 100 | 4271147153000 | 1069179822000 | 74.9674
Tanner Creek | 3082 | WV-OLK-134 | WV-OLK-134_02 | Tanner Creek | WVLK-66 | 0 | 0 | 0 | 36912859510800 | 1056995134600 | 97.1365 | 1015782095000 | 1015782095000 | 0 | 47229345700 | 0 | 100 | 2969221814600 | 891361911700 | 69.9799
Tanner Creek | 3083 | WV-OLK-134-V | WV-OLK-134-V_01 | Ellis Fork | WVLK-66-G | 0 | 0 | 0 | 2059412999300 | 44745533200 | 97.8273 | 634765702800 | 634765702800 | 0 | 7421754300 | 0 | 100 | 1490852104200 | 447739863300 | 69.9675
Tanner Creek | 3084 | WV-OLK-134 | WV-OLK-134_01 | Tanner Creek | WVLK-66 | 0 | 0 | 0 | 33026593661500 | 974953938200 | 97.048 | 1328787056500 | 1328787056500 | 0 | 44277511600 | 0 | 100 | 2177428593300 | 762787545800 | 64.9684
Tanner Creek | 3085 | WV-OLK-134 | WV-OLK-134_01 | Tanner Creek | WVLK-66 | 0 | 0 | 0 | 21136580853300 | 590998369900 | 97.2039 | 1157912100400 | 1157912100400 | 0 | 49443221300 | 0 | 100 | 3278147599000 | 820423719000 | 74.9729
Little Kanawha River | 3086 | WV-OLK | WV-OLK_10 | Little Kanawha River | WVLK | 0 | 0 | 0 | 0 | 0 | 0 | 322565898400 | 322565898400 | 0 | 6980707400 | 0 | 100 | 1018893876600 | 1018893876600 | 0
Little Kanawha River | 3087 | WV-OLK-137 | WV-OLK-137_01 | Job Run | WVLK-68 | 0 | 0 | 0 | 0 | 0 | 0 | 333384463100 | 333384463100 | 0 | 3497958000 | 0 | 100 | 922013604200 | 276848774200 | 69.9735
Little Kanawha River | 3088 | WV-OLK | WV-OLK_10 | Little Kanawha River | WVLK | 0 | 0 | 0 | 0 | 0 | 0 | 24918467200 | 24918467200 | 0 | 410629800 | 0 | 100 | 98105612200 | 98105612200 | 0
Little Kanawha River | 3089 | WV-OLK-138 | WV-OLK-138_02 | Grass Run | WVLK-69 | 0 | 0 | 0 | 22714987299100 | 507090191900 | 97.7676 | 1554243952700 | 1554243952700 | 0 | 17626666500 | 0 | 100 | 2899002898700 | 869989514600 | 69.99
Little Kanawha River | 3090 | WV-OLK-138-E | WV-OLK-138-E_01 | Road Run | WVLK-69-C | 0 | 0 | 0 | 11465641292900 | 296436411800 | 97.4146 | 629507189000 | 629507189000 | 0 | 20409824400 | 0 | 100 | 1132577394300 | 339919188800 | 69.9871
Little Kanawha River | 3091 | WV-OLK-138 | WV-OLK-138_01 | Grass Run | WVLK-69 | 0 | 0 | 0 | 5169115523900 | 97166466400 | 98.1202 | 2663327603500 | 2663327603500 | 0 | 139157893600 | 0 | 100 | 5905362575100 | 1477447845200 | 74.9813
Little Kanawha River | 3092 | WV-OLK | WV-OLK_10 | Little Kanawha River | WVLK | 195703900 | 195703900 | 0 | 0 | 0 | 0 | 1713804848000 | 1713804848000 | 0 | 35511877800 | 0 | 100 | 3871691167400 | 3871691167400 | 0
Cedar Creek | 3093 | WV-OLK-142 | WV-OLK-142_05 | Cedar Creek | WVLK-72 | 0 | 0 | 0 | 10444106798800 | 390089376100 | 96.265 | 642944392200 | 642944392200 | 0 | 12988070100 | 0 | 100 | 1178395822400 | 766124238500 | 34.9858
Cedar Creek | 3094 | WV-OLK-142-C | WV-OLK-142-C_01 | Paddy Run | WVLK-72-A | 0 | 0 | 0 | 0 | 0 | 0 | 476475276700 | 476475276700 | 0 | 927719300 | 0 | 100 | 408376466800 | 265468450100 | 34.9942
Cedar Creek | 3095 | WV-OLK-142 | WV-OLK-142_05 | Cedar Creek | WVLK-72 | 11354581700 | 11354581700 | 0 | 3833669195000 | 270690829700 | 92.9391 | 837230731700 | 837230731700 | 0 | 7421754300 | 0 | 100 | 1208669033000 | 906558710800 | 24.9953
Cedar Creek | 3096 | WV-OLK-142-G | WV-OLK-142-G_01 | Grandcamp Run | WVLK-72-B | 1441018500 | 1441018500 | 0 | 2731726489800 | 192949034700 | 92.9367 | 623885079800 | 623885079800 | 0 | 25976140100 | 0 | 100 | 1212427289700 | 485263587900 | 59.9759
Cedar Creek | 3097 | WV-OLK-142 | WV-OLK-142_05 | Cedar Creek | WVLK-72 | 180422500 | 180422500 | 0 | 105944710600 | 7480646700 | 92.9391 | 1166413388100 | 1166413388100 | 0 | 103904560500 | 0 | 100 | 3192946092200 | 2075804326900 | 34.9878
Cedar Creek | 3098 | WV-OLK-142-L | WV-OLK-142-L_01 | Spruce Run | WVLK-72-D | 0 | 0 | 0 | 4537835873500 | 86360536500 | 98.0969 | 1083745965400 | 1083745965400 | 0 | 57518596000 | 0 | 100 | 2292104125700 | 688122634300 | 69.9786
Cedar Creek | 3099 | WV-OLK-142 | WV-OLK-142_05 | Cedar Creek | WVLK-72 | 0 | 0 | 0 | 5239410454100 | 235487245000 | 95.5055 | 479757948200 | 479757948200 | 0 | 5566315700 | 0 | 100 | 1110378241400 | 444273609700 | 59.989
Cedar Creek | 3100 | WV-OLK-142-P | WV-OLK-142-P_01 | Upper Two Run | WVLK-72-E | 0 | 0 | 0 | 0 | 0 | 0 | 186069759300 | 186069759300 | 0 | 0 | 0 | 0 | 287044103800 | 100507746900 | 64.9853
Cedar Creek | 3101 | WV-OLK-142-P-1 | WV-OLK-142-P-1_01 | Sugarcamp Run | WVLK-72-E-1 | 0 | 0 | 0 | 0 | 0 | 0 | 193144469900 | 193144469900 | 0 | 1855438600 | 0 | 100 | 114512096400 | 85891927400 | 24.9931
Cedar Creek | 3102 | WV-OLK-142-P | WV-OLK-142-P_01 | Upper Two Run | WVLK-72-E | 0 | 0 | 0 | 0 | 0 | 0 | 21717751800 | 21717751800 | 0 | 927719300 | 0 | 100 | 228748109000 | 148701386100 | 34.9934
Cedar Creek | 3103 | WV-OLK-142-P-2 | WV-OLK-142-P-2_01 | Long Lick Run | WVLK-72-E-2 | 0 | 0 | 0 | 0 | 0 | 0 | 180024267100 | 180024267100 | 0 | 44679631600 | 0 | 100 | 0 | 0 | 0
Cedar Creek | 3104 | WV-OLK-142-P | WV-OLK-142-P_01 | Upper Two Run | WVLK-72-E | 0 | 0 | 0 | 0 | 0 | 0 | 482569508200 | 482569508200 | 0 | 9277192900 | 0 | 100 | 702979400800 | 351572821300 | 49.9882
Cedar Creek | 3105 | WV-OLK-142 | WV-OLK-142_04 | Cedar Creek | WVLK-72 | 0 | 0 | 0 | 0 | 0 | 0 | 495724091900 | 495724091900 | 0 | 3710877200 | 0 | 100 | 1556094998100 | 467040050100 | 69.9864
Cedar Creek | 3106 | WV-OLK-142-R | WV-OLK-142-R_01 | Little Bull Run | WVLK-72-G | 0 | 0 | 0 | 2194774360400 | 101339099600 | 95.3827 | 1855497048100 | 1855497048100 | 0 | 88133332600 | 0 | 100 | 3345501069700 | 1840378286100 | 44.9895
Cedar Creek | 3107 | WV-OLK-142 | WV-OLK-142_04 | Cedar Creek | WVLK-72 | 180350600 | 180350600 | 0 | 11649695273600 | 747205724700 | 93.586 | 1966335004900 | 1966335004900 | 0 | 89988771200 | 0 | 100 | 4429512575800 | 1550822648300 | 64.9889
Cedar Creek | 3108 | WV-OLK-142-Y | WV-OLK-142-Y_01 | Lower Level Run | WVLK-72-I | 0 | 0 | 0 | 21761358120400 | 679698261100 | 96.8766 | 809627916000 | 809627916000 | 0 | 58446315300 | 0 | 100 | 1684605546900 | 674191169500 | 59.9793
Cedar Creek | 3109 | WV-OLK-142 | WV-OLK-142_04 | Cedar Creek | WVLK-72 | 0 | 0 | 0 | 25632585911200 | 1014646021100 | 96.0416 | 805284474000 | 805284474000 | 0 | 59774640600 | 0 | 100 | 2463835524900 | 985874013600 | 59.9862
Cedar Creek | 3110 | WV-OLK-142-AC | WV-OLK-142-AC_01 | Bull Run | WVLK-72-L | 0 | 0 | 0 | 122497827605900 | 1680973613300 | 98.6278 | 2080093794800 | 2080093794800 | 0 | 88133332600 | 0 | 100 | 3785549153200 | 1325667999000 | 64.9808
Cedar Creek | 3111 | WV-OLK-142 | WV-OLK-142_03 | Cedar Creek | WVLK-72 | 180234100 | 180234100 | 0 | 382476638200 | 27002588500 | 92.9401 | 96960450100 | 96960450100 | 0 | 8349473600 | 0 | 100 | 168784088200 | 109731149700 | 34.9873
Cedar Creek | 3112 | WV-OLK-142-AD | WV-OLK-142-AD_01 | Butchers Run | WVLK-72-M | 0 | 0 | 0 | 91928852848000 | 422517797000 | 99.5404 | 476899781700 | 476899781700 | 0 | 13915789400 | 0 | 100 | 498000850900 | 298912339400 | 39.9775
Cedar Creek | 3113 | WV-OLK-142 | WV-OLK-142_03 | Cedar Creek | WVLK-72 | 0 | 0 | 0 | 1543137708700 | 108995778100 | 92.9367 | 618289962700 | 618289962700 | 0 | 31542455900 | 0 | 100 | 1588376526200 | 556239250800 | 64.9806
Cedar Creek | 3114 | WV-OLK-142 | WV-OLK-142_03 | Cedar Creek | WVLK-72 | 0 | 0 | 0 | 220635670418600 | 1014308731300 | 99.5403 | 1393643842500 | 1393643842500 | 0 | 72362104700 | 0 | 100 | 2428468463400 | 1093202193200 | 54.9839
Cedar Creek | 3115 | WV-OLK-142-AJ | WV-OLK-142-AJ_01 | Trace Run | WVLK-72-P | 0 | 0 | 0 | 29137102087600 | 305006170200 | 98.9532 | 1484903297400 | 1484903297400 | 0 | 36181052300 | 0 | 100 | 2834743829900 | 992647301800 | 64.9828
Cedar Creek | 3116 | WV-OLK-142 | WV-OLK-142_03 | Cedar Creek | WVLK-72 | 5051983600 | 5051983600 | 0 | 66447339216400 | 1283274289200 | 98.0687 | 1171388226800 | 1171388226800 | 0 | 101121402700 | 0 | 100 | 3206474119900 | 481671129300 | 84.9782
Cedar Creek | 3117 | WV-OLK-142-AQ | WV-OLK-142-AQ_01 | Slabcamp Run | WVLK-72-R | 905144600 | 905144600 | 0 | 0 | 0 | 0 | 536975926200 | 536975926200 | 0 | 19482105100 | 0 | 100 | 945304403600 | 425583727100 | 54.9792
Cedar Creek | 3118 | WV-OLK-142 | WV-OLK-142_03 | Cedar Creek | WVLK-72 | 0 | 0 | 0 | 1307893014900 | 43674556600 | 96.6607 | 21311709600 | 21311709600 | 0 | 4638596500 | 0 | 100 | 343152181900 | 120131074700 | 64.9919
Cedar Creek | 3119 | WV-OLK-142-AR | WV-OLK-142-AR_01 | Right Fork/Cedar Creek | WVLK-72-S | 0 | 0 | 0 | 11710450487100 | 230261765200 | 98.0337 | 862395593000 | 862395593000 | 0 | 19482105100 | 0 | 100 | 1172434585400 | 586410425600 | 49.9835
Cedar Creek | 3120 | WV-OLK-142-AS | WV-OLK-142-AS_01 | Perkins Fork | WVLK-72-T | 0 | 0 | 0 | 621818596700 | 43935528600 | 92.9343 | 103251245500 | 103251245500 | 0 | 13915789400 | 0 | 100 | 883226067000 | 265152974200 | 69.979
Cedar Creek | 3121 | WV-OLK-142-AS-1 | WV-OLK-142-AS-1_01 | Shaver Fork | WVLK-72-T-1 | 0 | 0 | 0 | 32104355160700 | 939545158600 | 97.0735 | 1685066046300 | 1685066046300 | 0 | 129880700700 | 0 | 100 | 3757100853600 | 1503474110700 | 59.9831
Cedar Creek | 3122 | WV-OLK-142-AS | WV-OLK-142-AS_01 | Perkins Fork | WVLK-72-T | 0 | 0 | 0 | 9017070732400 | 219520270200 | 97.5655 | 1365920165900 | 1365920165900 | 0 | 69578946800 | 0 | 100 | 2536983440400 | 1015145120600 | 59.9861
Cedar Creek | 3123 | WV-OLK-142-AS-6 | WV-OLK-142-AS-6_01 | Moss Run | WVLK-72-T-3 | 0 | 0 | 0 | 12602946020900 | 267071911100 | 97.8809 | 248122883200 | 248122883200 | 0 | 6494035000 | 0 | 100 | 337934544900 | 185887639300 | 44.993
Cedar Creek | 3124 | WV-OLK-142-AS | WV-OLK-142-AS_01 | Perkins Fork | WVLK-72-T | 363103200 | 363103200 | 0 | 75823942200 | 5357773800 | 92.9339 | 1240784758100 | 1240784758100 | 0 | 11132631500 | 0 | 100 | 1799818277200 | 810140290900 | 54.9877
Cedar Creek | 3125 | WV-OLK-142 | WV-OLK-142_01 | Cedar Creek | WVLK-72 | 0 | 0 | 0 | 0 | 0 | 0 | 137415748600 | 137415748600 | 0 | 4638596500 | 0 | 100 | 400853889500 | 240556979600 | 39.9889
Cedar Creek | 3126 | WV-OLK-142-AT | WV-OLK-142-AT_01 | Marsh Run | WVLK-72-T.5 | 0 | 0 | 0 | 0 | 0 | 0 | 139944867900 | 139944867900 | 0 | 2783157900 | 0 | 100 | 35858477700 | 35858477700 | 0
Cedar Creek | 3127 | WV-OLK-142 | WV-OLK-142_01 | Cedar Creek | WVLK-72 | 0 | 0 | 0 | 10246097758100 | 317997083400 | 96.8964 | 1026908862600 | 1026908862600 | 0 | 84422455400 | 0 | 100 | 1815496540400 | 635750895600 | 64.982
Cedar Creek | 3128 | WV-OLK-142-AX | WV-OLK-142-AX_01 | Westfall Fork | WVLK-72-V | 0 | 0 | 0 | 10035780749500 | 371669684600 | 96.2966 | 1076812415800 | 1076812415800 | 0 | 52879999600 | 0 | 100 | 2654326956800 | 929508058900 | 64.9814
Cedar Creek | 3129 | WV-OLK-142 | WV-OLK-142_01 | Cedar Creek | WVLK-72 | 0 | 0 | 0 | 4815189955600 | 180564712700 | 96.2501 | 1253926384100 | 1253926384100 | 0 | 16698947200 | 0 | 100 | 15049004183300 | 1507680841600 | 89.9815
Little Kanawha River | 3130 | WV-OLK | WV-OLK_10 | Little Kanawha River | WVLK | 0 | 0 | 0 | 3562097261600 | 190933372100 | 94.6399 | 1286578383800 | 1286578383800 | 0 | 27466574400 | 0 | 100 | 3128495173000 | 3128495173000 | 0
Sinking Creek | 3131 | WV-OLK-146 | WV-OLK-146_01 | Sinking Creek | WVLK-74 | 0 | 0 | 0 | 20089953267100 | 885812043700 | 95.5908 | 1869554702100 | 1869554702100 | 0 | 69563738300 | 0 | 100 | 4079087685000 | 1429459899000 | 64.9564
Sinking Creek | 3132 | WV-OLK-146 | WV-OLK-146_01 | Sinking Creek | WVLK-74 | 195780000 | 195780000 | 0 | 718023981100 | 25283918300 | 96.4787 | 2195405910000 | 2195405910000 | 0 | 62157192500 | 0 | 100 | 4447525821900 | 1335598482100 | 69.9699
Little Kanawha River | 3133 | WV-OLK | WV-OLK_10 | Little Kanawha River | WVLK | 0 | 0 | 0 | 634266535700 | 44727384100 | 92.9482 | 694760266300 | 694760266300 | 0 | 9752458900 | 0 | 100 | 1456474707500 | 1456474707500 | 0
Leading Creek | 4001 | WV-OLK-149 | WV-OLK-149_07 | Leading Creek | WVLK-75 | 0 | 0 | 0 | 8004601688400 | 565003040900 | 92.9415 | 192056966000 | 192056966000 | 0 | 5322979500 | 0 | 100 | 1601631905400 | 480765552200 | 69.9828
Leading Creek | 4002 | WV-OLK-149-A | WV-OLK-149-A_01 | Big Run | WVLK-75-A | 0 | 0 | 0 | 16697276762600 | 467128393500 | 97.2024 | 591587033800 | 591587033800 | 0 | 9277192900 | 0 | 100 | 1354456274000 | 271275335100 | 79.9716
Leading Creek | 4003 | WV-OLK-149 | WV-OLK-149_07 | Leading Creek | WVLK-75 | 185535300 | 185535300 | 0 | 54831646472100 | 2233560191100 | 95.9265 | 2476902608500 | 2476902608500 | 0 | 38964210200 | 0 | 100 | 5776897375700 | 868968994400 | 84.9579
Leading Creek | 4004 | WV-OLK-149-J | WV-OLK-149-J_03 | Horn Creek | WVLK-75-F | 0 | 0 | 0 | 26013472672600 | 902928912000 | 96.529 | 1200765730100 | 1200765730100 | 0 | 55663157400 | 0 | 100 | 3409347728100 | 512266588000 | 84.9746
Leading Creek | 4005 | WV-OLK-149-J-5 | WV-OLK-149-J-5_01 | Upper Big Run | WVLK-75-F-3 | 0 | 0 | 0 | 83119120241100 | 436411572500 | 99.475 | 1041391282200 | 1041391282200 | 0 | 19482105100 | 0 | 100 | 2432838532400 | 487118462400 | 79.9774
Leading Creek | 4006 | WV-OLK-149-J | WV-OLK-149-J_02 | Horn Creek | WVLK-75-F | 185792400 | 185792400 | 0 | 82465572842900 | 2804644037000 | 96.599 | 1218100296600 | 1218100296600 | 0 | 49443221300 | 0 | 100 | 3345728378000 | 502857464800 | 84.9702
Leading Creek | 4007 | WV-OLK-149-J-10 | WV-OLK-149-J-10_01 | Coxcamp Fork | WVLK-75-F-5 | 0 | 0 | 0 | 628794769824300 | 4170993815600 | 99.3367 | 1252276192400 | 1252276192400 | 0 | 77485645300 | 0 | 100 | 3474941062300 | 1912008406000 | 44.9772
Leading Creek | 4008 | WV-OLK-149-J | WV-OLK-149-J_01 | Horn Creek | WVLK-75-F | 0 | 0 | 0 | 82439314998100 | 2131504858900 | 97.4145 | 1759175820800 | 1759175820800 | 0 | 49443221300 | 0 | 100 | 4426567829200 | 886080508700 | 79.9827
Leading Creek | 4009 | WV-OLK-149 | WV-OLK-149_06 | Leading Creek | WVLK-75 | 371125800 | 371125800 | 0 | 82220394876500 | 2844590773700 | 96.5403 | 1163492421900 | 1163492421900 | 0 | 42801594500 | 0 | 100 | 4154507129500 | 1039604727800 | 74.9765
Leading Creek | 4010 | WV-OLK-149-P | WV-OLK-149-P_01 | Ellis Run | WVLK-75-I | 0 | 0 | 0 | 0 | 0 | 0 | 802982130700 | 802982130700 | 0 | 5566315700 | 0 | 100 | 772595835300 | 309227715600 | 59.9755
Leading Creek | 4011 | WV-OLK-149 | WV-OLK-149_06 | Leading Creek | WVLK-75 | 0 | 0 | 0 | 2631905190700 | 109769102000 | 95.8293 | 1100845546300 | 1100845546300 | 0 | 24120701600 | 0 | 100 | 2348018208700 | 1174512747400 | 49.9786
Leading Creek | 4012 | WV-OLK-149-W | WV-OLK-149-W_03 | Cove Creek | WVLK-75-K | 0 | 0 | 0 | 163881084405300 | 2868327237800 | 98.2498 | 668809785500 | 668809785500 | 0 | 53870972400 | 0 | 100 | 2503744500000 | 501801325800 | 79.958
Leading Creek | 4013 | WV-OLK-149-W-4 | WV-OLK-149-W-4_01 | Little Cove Creek | WVLK-75-K-2 | 0 | 0 | 0 | 108855195194100 | 876062116300 | 99.1952 | 1948307406600 | 1948307406600 | 0 | 57518596000 | 0 | 100 | 3211087525500 | 803556798000 | 74.9756
Leading Creek | 4014 | WV-OLK-149-W | WV-OLK-149-W_03 | Cove Creek | WVLK-75-K | 0 | 0 | 0 | 9827916933000 | 433590017600 | 95.5882 | 450082735600 | 450082735600 | 0 | 11807336400 | 0 | 100 | 1101340549900 | 110665618800 | 89.9517
Leading Creek | 4015 | WV-OLK-149-W-6 | WV-OLK-149-W-6_01 | Crane Run | WVLK-75-K-4 | 0 | 0 | 0 | 6339290160300 | 196806953400 | 96.8954 | 950145589700 | 950145589700 | 0 | 18554385800 | 0 | 100 | 1951740106000 | 488235234700 | 74.9846
Leading Creek | 4016 | WV-OLK-149-W | WV-OLK-149-W_03 | Cove Creek | WVLK-75-K | 0 | 0 | 0 | 8433982888400 | 211344490500 | 97.4941 | 746408526100 | 746408526100 | 0 | 40819648800 | 0 | 100 | 2273528896400 | 227984531000 | 89.9722
Leading Creek | 4017 | WV-OLK-149-W-9 | WV-OLK-149-W-9_01 | Bear Fork | WVLK-75-K-6 | 0 | 0 | 0 | 167369159698900 | 2263238286600 | 98.6478 | 1884643853800 | 1884643853800 | 0 | 56822806500 | 0 | 100 | 4763228554000 | 1191456713400 | 74.9864
Leading Creek | 4018 | WV-OLK-149-W | WV-OLK-149-W_02 | Cove Creek | WVLK-75-K | 0 | 0 | 0 | 26099488800 | 1842356500 | 92.941 | 116884448700 | 116884448700 | 0 | 11132631500 | 0 | 100 | 321427566900 | 80501135900 | 74.9551
Leading Creek | 4019 | WV-OLK-149-W-10 | WV-OLK-149-W-10_01 | Rush Run | WVLK-75-K-7 | 0 | 0 | 0 | 17866425477500 | 513251115900 | 97.1273 | 1003494507300 | 1003494507300 | 0 | 40819648800 | 0 | 100 | 1840166692900 | 828428636400 | 54.9808
Leading Creek | 4020 | WV-OLK-149-W | WV-OLK-149-W_02 | Cove Creek | WVLK-75-K | 0 | 0 | 0 | 21765165600 | 1536979600 | 92.9384 | 474298414100 | 474298414100 | 0 | 19482105100 | 0 | 100 | 564043953200 | 169626849000 | 69.9267
Leading Creek | 4021 | WV-OLK-149-W-13 | WV-OLK-149-W-13_01 | Fallen Timber Run | WVLK-75-K-8 | 0 | 0 | 0 | 23413348192900 | 707402093400 | 96.9786 | 669859826600 | 669859826600 | 0 | 28780382500 | 0 | 100 | 1424794342100 | 356485921500 | 74.9798
Leading Creek | 4022 | WV-OLK-149-W | WV-OLK-149-W_02 | Cove Creek | WVLK-75-K | 0 | 0 | 0 | 1776265674400 | 42376930500 | 97.6143 | 364949780000 | 364949780000 | 0 | 16698947200 | 0 | 100 | 763921510600 | 229472824100 | 69.9612
Leading Creek | 4023 | WV-OLK-149-W | WV-OLK-149-W_01 | Cove Creek | WVLK-75-K | 2229310400 | 2229310400 | 0 | 49533775191700 | 1443445814200 | 97.0859 | 1782249098100 | 1782249098100 | 0 | 80437479400 | 0 | 100 | 4674763366800 | 1169905459300 | 74.974
Leading Creek | 4024 | WV-OLK-149 | WV-OLK-149_05 | Leading Creek | WVLK-75 | 742553600 | 742553600 | 0 | 4761979007500 | 142222314500 | 97.0134 | 1111164695100 | 1111164695100 | 0 | 93931578200 | 0 | 100 | 2720918610500 | 817061100700 | 69.9711
Leading Creek | 4025 | WV-OLK-149-AC | WV-OLK-149-AC_04 | Fink Creek | WVLK-75-N | 185708600 | 185708600 | 0 | 688161847500 | 23881057900 | 96.5297 | 729476753600 | 729476753600 | 0 | 29687017300 | 0 | 100 | 1255208341500 | 251322699900 | 79.9776
Leading Creek | 4026 | WV-OLK-149-AC | WV-OLK-149-AC_04 | Fink Creek | WVLK-75-N | 371600500 | 371600500 | 0 | 0 | 0 | 0 | 1231030162100 | 1231030162100 | 0 | 34325613700 | 0 | 100 | 3214126553800 | 482963360300 | 84.9737
Leading Creek | 4027 | WV-OLK-149-AC-7 | WV-OLK-149-AC-7_01 | Walnut Fork | WVLK-75-N-1 | 371446100 | 371446100 | 0 | 2523825119500 | 205280123900 | 91.8663 | 1957002135200 | 1957002135200 | 0 | 76072981800 | 0 | 100 | 4397431546800 | 880665084400 | 79.9732
Leading Creek | 4028 | WV-OLK-149-AC | WV-OLK-149-AC_03 | Fink Creek | WVLK-75-N | 0 | 0 | 0 | 1459353156500 | 78333478200 | 94.6323 | 1036979601000 | 1036979601000 | 0 | 35253333000 | 0 | 100 | 1864005426300 | 373372442300 | 79.9693
Leading Creek | 4029 | WV-OLK-149-AC-13 | WV-OLK-149-AC-13_01 | Straight Run | WVLK-75-N-3 | 0 | 0 | 0 | 0 | 0 | 0 | 779673653800 | 779673653800 | 0 | 42675087400 | 0 | 100 | 1367813899300 | 342380755700 | 74.9688
Leading Creek | 4030 | WV-OLK-149-AC | WV-OLK-149-AC_03 | Fink Creek | WVLK-75-N | 185683100 | 185683100 | 0 | 13596500531800 | 391966905800 | 97.1171 | 1254603955000 | 1254603955000 | 0 | 39891929500 | 0 | 100 | 2771320333100 | 693459048900 | 74.9773
Leading Creek | 4031 | WV-OLK-149-AC-19 | WV-OLK-149-AC-19_01 | Sand Fork | WVLK-75-N-5 | 741810900 | 741810900 | 0 | 19622051488300 | 739665771200 | 96.2304 | 620668682800 | 620668682800 | 0 | 30614736600 | 0 | 100 | 1100608633700 | 385809827700 | 64.9458
Leading Creek | 4032 | WV-OLK-149-AC-19-D | WV-OLK-149-AC-19-D_01 | Buck Run | WVLK-75-N-5-A | 371578100 | 371578100 | 0 | 18037999393300 | 897275328000 | 95.0256 | 1037859855300 | 1037859855300 | 0 | 36897926300 | 0 | 100 | 2511423959300 | 628529540300 | 74.9732
Leading Creek | 4033 | WV-OLK-149-AC-19 | WV-OLK-149-AC-19_01 | Sand Fork | WVLK-75-N-5 | 928953200 | 928953200 | 0 | 1495808229900 | 51849582100 | 96.5337 | 1094655456000 | 1094655456000 | 0 | 30614736600 | 0 | 100 | 2066948374400 | 517188616000 | 74.9782
Leading Creek | 4034 | WV-OLK-149-AC | WV-OLK-149-AC_02 | Fink Creek | WVLK-75-N | 0 | 0 | 0 | 17274426000 | 17274426000 | 0 | 522856770600 | 522856770600 | 0 | 6494035000 | 0 | 100 | 1356457246500 | 136069385800 | 89.9688
Leading Creek | 4035 | WV-OLK-149-AC-21 | WV-OLK-149-AC-21_01 | Buck Run | WVLK-75-N-5.5 | 0 | 0 | 0 | 4730453786500 | 73677205500 | 98.4425 | 757269813200 | 757269813200 | 0 | 23192982300 | 0 | 100 | 1583621154800 | 396366808100 | 74.9709
Leading Creek | 4036 | WV-OLK-149-AC | WV-OLK-149-AC_02 | Fink Creek | WVLK-75-N | 0 | 0 | 0 | 13591334843200 | 419152120800 | 96.916 | 422399794500 | 422399794500 | 0 | 16698947200 | 0 | 100 | 1400314205400 | 700451184200 | 49.979
Leading Creek | 4037 | WV-OLK-149-AC-24 | WV-OLK-149-AC-24_01 | Dry Fork | WVLK-75-N-6 | 0 | 0 | 0 | 0 | 0 | 0 | 645864672600 | 645864672600 | 0 | 11132631500 | 0 | 100 | 189035476400 | 189035476400 | 0
Leading Creek | 4038 | WV-OLK-149-AC | WV-OLK-149-AC_01 | Fink Creek | WVLK-75-N | 0 | 0 | 0 | 10182389344900 | 133372059500 | 98.6902 | 573419648700 | 573419648700 | 0 | 23192982300 | 0 | 100 | 2172192523600 | 434813721600 | 79.9827
Leading Creek | 4039 | WV-OLK-149-AC-28 | WV-OLK-149-AC-28_01 | Wolf Run | WVLK-75-N-6.5 | 0 | 0 | 0 | 11045467988500 | 271201893700 | 97.5447 | 550190902900 | 550190902900 | 0 | 26903859400 | 0 | 100 | 1889181821900 | 378257578200 | 79.9777
Leading Creek | 4040 | WV-OLK-149-AC | WV-OLK-149-AC_01 | Fink Creek | WVLK-75-N | 0 | 0 | 0 | 21860068216200 | 550372244900 | 97.4823 | 885340804300 | 885340804300 | 0 | 55663157400 | 0 | 100 | 2567281614500 | 385794824400 | 84.9726
Leading Creek | 4041 | WV-OLK-149-AC-36 | WV-OLK-149-AC-36_01 | Isaacs Fork | WVLK-75-N-7 | 558249700 | 558249700 | 0 | 0 | 0 | 0 | 503589478200 | 503589478200 | 0 | 26903859400 | 0 | 100 | 1616758884700 | 323726109500 | 79.9768
Leading Creek | 4042 | WV-OLK-149-AC | WV-OLK-149-AC_01 | Fink Creek | WVLK-75-N | 372159800 | 372159800 | 0 | 39286110577000 | 1214760591000 | 96.9079 | 837840233500 | 837840233500 | 0 | 38373843400 | 0 | 100 | 2571536562400 | 643677547800 | 74.9691
Leading Creek | 4043 | WV-OLK-149 | WV-OLK-149_03 | Leading Creek | WVLK-75 | 0 | 0 | 0 | 3880687462100 | 154502454900 | 96.0187 | 233914902400 | 233914902400 | 0 | 3710877200 | 0 | 100 | 768448192700 | 115565778700 | 84.9611
Leading Creek | 4044 | WV-OLK-149-AE | WV-OLK-149-AE_01 | Happy Hollow | WVLK-75-N.5 | 0 | 0 | 0 | 625937583400 | 44196271700 | 92.9392 | 286611648400 | 286611648400 | 0 | 12988070100 | 0 | 100 | 603355304200 | 120814130000 | 79.9763
Leading Creek | 4045 | WV-OLK-149 | WV-OLK-149_03 | Leading Creek | WVLK-75 | 0 | 0 | 0 | 32326825750900 | 1262351610400 | 96.095 | 386630905700 | 386630905700 | 0 | 45458245200 | 0 | 100 | 2239194552200 | 336593582300 | 84.9681
Leading Creek | 4046 | WV-OLK-149-AG | WV-OLK-149-AG_01 | UNT/Leading Creek RM 19.48 |  | 0 | 0 | 0 | 0 | 0 | 0 | 291604466300 | 291604466300 | 0 | 13915789400 | 0 | 100 | 298944500 | 298944500 | 0
Leading Creek | 4047 | WV-OLK-149 | WV-OLK-149_03 | Leading Creek | WVLK-75 | 371095600 | 371095600 | 0 | 15754930255300 | 678601899600 | 95.6928 | 189606834000 | 189606834000 | 0 | 23192982300 | 0 | 100 | 1125939678900 | 169275648500 | 84.9658
Leading Creek | 4048 | WV-OLK-149-AI | WV-OLK-149-AI_01 | Sleeths Run | WVLK-75-O.5 | 0 | 0 | 0 | 2175805934800 | 104898111100 | 95.1789 | 684460461900 | 684460461900 | 0 | 37108771600 | 0 | 100 | 1518704649800 | 380374022000 | 74.954
Leading Creek | 4049 | WV-OLK-149 | WV-OLK-149_03 | Leading Creek | WVLK-75 | 0 | 0 | 0 | 13156146292500 | 514366346800 | 96.0903 | 989920711400 | 989920711400 | 0 | 91844209800 | 0 | 100 | 3243540894600 | 325385332200 | 89.9682
Leading Creek | 4050 | WV-OLK-149-AM | WV-OLK-149-AM_01 | Crooked Run | WVLK-75-P | 0 | 0 | 0 | 0 | 0 | 0 | 1238807445300 | 1238807445300 | 0 | 32470175200 | 0 | 100 | 2542037810800 | 508750441000 | 79.9865
Leading Creek | 4051 | WV-OLK-149 | WV-OLK-149_03 | Leading Creek | WVLK-75 | 0 | 0 | 0 | 3064486549100 | 160349269300 | 94.7675 | 450875535500 | 450875535500 | 0 | 54735438100 | 0 | 100 | 1807897371000 | 271627615400 | 84.9755
Leading Creek | 4052 | WV-OLK-149-AQ | WV-OLK-149-AQ_01 | Alum Fork | WVLK-75-Q | 0 | 0 | 0 | 4168685223700 | 248204790500 | 94.046 | 1022157057800 | 1022157057800 | 0 | 62157192500 | 0 | 100 | 2169613130600 | 542976078300 | 74.9736
Leading Creek | 4053 | WV-OLK-149-AQ-4 | WV-OLK-149-AQ-4_01 | Back Fork | WVLK-75-Q-2 | 0 | 0 | 0 | 20928544796800 | 383684964800 | 98.1667 | 1501376489500 | 1501376489500 | 0 | 32470175200 | 0 | 100 | 2979011602900 | 745434132100 | 74.9771
Leading Creek | 4054 | WV-OLK-149-AQ | WV-OLK-149-AQ_01 | Alum Fork | WVLK-75-Q | 0 | 0 | 0 | 0 | 0 | 0 | 707646210300 | 707646210300 | 0 | 16698947200 | 0 | 100 | 1093098221000 | 273735561200 | 74.9578
Leading Creek | 4055 | WV-OLK-149 | WV-OLK-149_01 | Leading Creek | WVLK-75 | 185832800 | 185832800 | 0 | 6952379157400 | 176403160700 | 97.4627 | 1072280807000 | 1072280807000 | 0 | 139157893600 | 0 | 100 | 2716292447900 | 272447911000 | 89.9699
Leading Creek | 4056 | WV-OLK-149 | WV-OLK-149_01 | Leading Creek | WVLK-75 | 0 | 0 | 0 | 9346514631900 | 427988741800 | 95.4209 | 1756127404500 | 1756127404500 | 0 | 125242104200 | 0 | 100 | 3983720043600 | 1395956038800 | 64.9585
Little Kanawha River | 4057 | WV-OLK | WV-OLK_09 | Little Kanawha River | WVLK | 163291400 | 163291400 | 0 | 1309383214900 | 80522367800 | 93.8504 | 997864165300 | 997864165300 | 0 | 17071555800 | 0 | 100 | 7639480590200 | 5730048041700 | 24.9943
Little Kanawha River | 4058 | WV-OLK-155 | WV-OLK-155_01 | Sycamore Run | WVLK-77 | 0 | 0 | 0 | 13441214216900 | 367470357700 | 97.2661 | 767105832500 | 767105832500 | 0 | 23192982300 | 0 | 100 | 8999576995400 | 900783058600 | 89.9908
Little Kanawha River | 4059 | WV-OLK | WV-OLK_09 | Little Kanawha River | WVLK | 0 | 0 | 0 | 9258435621700 | 319941684700 | 96.5443 | 659832437000 | 659832437000 | 0 | 35131664900 | 0 | 100 | 17421732387600 | 13066781416200 | 24.9972
Stewart Creek | 4060 | WV-OLK-159 | WV-OLK-159_01 | Stewart Creek | WVLK-79 | 0 | 0 | 0 | 5736201190000 | 301315282100 | 94.7471 | 719908297400 | 719908297400 | 0 | 35302760700 | 0 | 100 | 13999194822400 | 701315508800 | 94.9903
Stewart Creek | 4061 | WV-OLK-159-C | WV-OLK-159-C_01 | Collins Run | WVLK-79-B | 327252000 | 327252000 | 0 | 0 | 0 | 0 | 421109049200 | 421109049200 | 0 | 22265263000 | 0 | 100 | 1279150330900 | 192097989700 | 84.9824
Stewart Creek | 4062 | WV-OLK-159 | WV-OLK-159_01 | Stewart Creek | WVLK-79 | 0 | 0 | 0 | 21623700612800 | 760129043000 | 96.4847 | 1871134360000 | 1871134360000 | 0 | 240047366400 | 0 | 100 | 6540521667900 | 1637103921400 | 74.9698
Little Kanawha River | 4063 | WV-OLK | WV-OLK_09 | Little Kanawha River | WVLK | 0 | 0 | 0 | 6702997345200 | 226566501900 | 96.6199 | 1479675922500 | 1479675922500 | 0 | 63890962900 | 0 | 100 | 4939115662200 | 4939115662200 | 0
Duck Creek | 4064 | WV-OLK-163 | WV-OLK-163_01 | Duck Creek | WVLK-82 | 0 | 0 | 0 | 0 | 0 | 0 | 184578411100 | 184578411100 | 0 | 5566315700 | 0 | 100 | 3317092217700 | 332000196800 | 89.9912
Duck Creek | 4065 | WV-OLK-163-A | WV-OLK-163-A_01 | UNT/Duck Creek RM 1.34 |  | 0 | 0 | 0 | 0 | 0 | 0 | 71450959700 | 71450959700 | 0 | 0 | 0 | 0 | 1103307731000 | 110364678800 | 89.9969
Duck Creek | 4066 | WV-OLK-163 | WV-OLK-163_01 | Duck Creek | WVLK-82 | 0 | 0 | 0 | 0 | 0 | 0 | 316085769900 | 316085769900 | 0 | 11132631500 | 0 | 100 | 762352090200 | 152576746900 | 79.9861
Duck Creek | 4067 | WV-OLK-163-C | WV-OLK-163-C_01 | UNT/Duck Creek RM 2.33 | WVLK-82-B | 0 | 0 | 0 | 0 | 0 | 0 | 292207284200 | 292207284200 | 0 | 6494035000 | 0 | 100 | 423313899600 | 105894656300 | 74.9844
Duck Creek | 4068 | WV-OLK-163 | WV-OLK-163_01 | Duck Creek | WVLK-82 | 0 | 0 | 0 | 0 | 0 | 0 | 346805100400 | 346805100400 | 0 | 12060350800 | 0 | 100 | 810251403500 | 202751786200 | 74.9767
Little Kanawha River | 4069 | WV-OLK | WV-OLK_09 | Little Kanawha River | WVLK | 0 | 0 | 0 | 0 | 0 | 0 | 32336309700 | 32336309700 | 0 | 1539861900 | 0 | 100 | 563774086600 | 563774086600 | 0
Bear Run | 4070 | WV-OLK-164 | WV-OLK-164_01 | Bear Run | WVLK-83 | 0 | 0 | 0 | 0 | 0 | 0 | 566229358800 | 566229358800 | 0 | 0 | 0 | 0 | 7732915602100 | 386907519700 | 94.9966
Little Kanawha River | 4071 | WV-OLK | WV-OLK_09 | Little Kanawha River | WVLK | 163427700 | 163427700 | 0 | 0 | 0 | 0 | 504566737500 | 504566737500 | 0 | 20436439300 | 0 | 100 | 2372906712100 | 2372906712100 | 0
Lynch Run | 4072 | WV-OLK-166 | WV-OLK-166_01 | Lynch Run | WVLK-85 | 0 | 0 | 0 | 780490355400 | 11572661200 | 98.5173 | 268755663100 | 268755663100 | 0 | 28333459600 | 0 | 100 | 640416493500 | 160253963900 | 74.9766
Lynch Run | 4073 | WV-OLK-166-C | WV-OLK-166-C_01 | UNT/Lynch Run RM 0.91 | WVLK-85-C | 0 | 0 | 0 | 0 | 0 | 0 | 192033727300 | 192033727300 | 0 | 6494035000 | 0 | 100 | 388817880700 | 175025452300 | 54.9852
Lynch Run | 4074 | WV-OLK-166 | WV-OLK-166_01 | Lynch Run | WVLK-85 | 0 | 0 | 0 | 0 | 0 | 0 | 294733094000 | 294733094000 | 0 | 8349473600 | 0 | 100 | 576055836600 | 201815314400 | 64.966
Little Kanawha River | 4075 | WV-OLK | WV-OLK_09 | Little Kanawha River | WVLK | 0 | 0 | 0 | 0 | 0 | 0 | 456625053700 | 456625053700 | 0 | 21044779800 | 0 | 100 | 969588479600 | 969588479600 | 0
Sand Fork | 4076 | WV-OLK-168 | WV-OLK-168_05 | Sand Fork | WVLK-86 | 0 | 0 | 0 | 4438258330000 | 314151119200 | 92.9217 | 807448636200 | 807448636200 | 0 | 16425194000 | 0 | 100 | 4614848240500 | 2999920032900 | 34.9942
Sand Fork | 4077 | WV-OLK-168-C | WV-OLK-168-C_01 | Joes Run | WVLK-86-B | 0 | 0 | 0 | 15280349692000 | 513337663600 | 96.6405 | 1009258366600 | 1009258366600 | 0 | 80392199500 | 0 | 100 | 3248264543300 | 812612549900 | 74.9832
Sand Fork | 4078 | WV-OLK-168 | WV-OLK-168_05 | Sand Fork | WVLK-86 | 0 | 0 | 0 | 11344340017200 | 499104165400 | 95.6004 | 286322010300 | 286322010300 | 0 | 17307287700 | 0 | 100 | 729173606800 | 474043564700 | 34.9889
Sand Fork | 4079 | WV-OLK-168-E | WV-OLK-168-E_01 | Ellis Creek | WVLK-86-C | 0 | 0 | 0 | 454404512300 | 5684628400 | 98.749 | 793765560700 | 793765560700 | 0 | 51952280300 | 0 | 100 | 1868661177100 | 467502510200 | 74.982
Sand Fork | 4080 | WV-OLK-168-E-4 | WV-OLK-168-E-4_01 | Jakes Run | WVLK-86-C-3 | 0 | 0 | 0 | 801990562400 | 12290205000 | 98.4675 | 271103964400 | 271103964400 | 0 | 0 | 0 | 0 | 296820411400 | 163324773800 | 44.9752
Sand Fork | 4081 | WV-OLK-168-E | WV-OLK-168-E_01 | Ellis Creek | WVLK-86-C | 0 | 0 | 0 | 150458327498700 | 977474453400 | 99.3503 | 1656054233200 | 1656054233200 | 0 | 106687718400 | 0 | 100 | 3605171907000 | 902062237900 | 74.9787
Sand Fork | 4082 | WV-OLK-168 | WV-OLK-168_05 | Sand Fork | WVLK-86 | 0 | 0 | 0 | 2514338603700 | 177968276400 | 92.9219 | 501494515100 | 501494515100 | 0 | 13915789400 | 0 | 100 | 799538054500 | 399885112000 | 49.9855
Sand Fork | 4083 | WV-OLK-168-H | WV-OLK-168-H_03 | Indian Fork | WVLK-86-E | 0 | 0 | 0 | 0 | 0 | 0 | 411048646600 | 411048646600 | 0 | 17626666500 | 0 | 100 | 849924454300 | 255123683200 | 69.9828
Sand Fork | 4084 | WV-OLK-168-H-3 | WV-OLK-168-H-3_01 | Heaters Fork | WVLK-86-E-1 | 0 | 0 | 0 | 0 | 0 | 0 | 362691733100 | 362691733100 | 0 | 12988070100 | 0 | 100 | 746472770100 | 261351155700 | 64.9885
Sand Fork | 4085 | WV-OLK-168-H-3-B | WV-OLK-168-H-3-B_01 | Rocky Fork | WVLK-86-E-1-B | 0 | 0 | 0 | 1911381312600 | 78712213800 | 95.8819 | 1326909424500 | 1326909424500 | 0 | 44530525900 | 0 | 100 | 3014520483700 | 603631886800 | 79.9759
Sand Fork | 4086 | WV-OLK-168-H-3 | WV-OLK-168-H-3_01 | Heaters Fork | WVLK-86-E-1 | 0 | 0 | 0 | 2276466820400 | 88305490800 | 96.1209 | 1325275524100 | 1325275524100 | 0 | 19482105100 | 0 | 100 | 3592800995900 | 719058366100 | 79.9861
Sand Fork | 4087 | WV-OLK-168-H | WV-OLK-168-H_03 | Indian Fork | WVLK-86-E | 0 | 0 | 0 | 1589776524900 | 56138243600 | 96.4688 | 881782678600 | 881782678600 | 0 | 31542455900 | 0 | 100 | 1204993171300 | 120813775300 | 89.9739
Sand Fork | 4088 | WV-OLK-168-H | WV-OLK-168-H_02 | Indian Fork | WVLK-86-E | 0 | 0 | 0 | 1381152824400 | 41550554200 | 96.9916 | 1534103292100 | 1534103292100 | 0 | 50096841700 | 0 | 100 | 2710816054400 | 813732240900 | 69.982
Sand Fork | 4089 | WV-OLK-168-H-12 | WV-OLK-168-H-12_01 | Bens Run | WVLK-86-E-5 | 0 | 0 | 0 | 45134442195200 | 1361351071400 | 96.9838 | 400896026900 | 400896026900 | 0 | 33208133700 | 0 | 100 | 3358780489700 | 504487864400 | 84.98
Sand Fork | 4090 | WV-OLK-168-H | WV-OLK-168-H_01 | Indian Fork | WVLK-86-E | 174593100 | 174593100 | 0 | 6620693886200 | 93719455400 | 98.5844 | 628938491500 | 628938491500 | 0 | 23192982300 | 0 | 100 | 1795773836800 | 449205725900 | 74.9854
Sand Fork | 4091 | WV-OLK-168-H-14 | WV-OLK-168-H-14_01 | Sleepcamp Run | WVLK-86-E-7 | 0 | 0 | 0 | 0 | 0 | 0 | 549481109400 | 549481109400 | 0 | 19482105100 | 0 | 100 | 1093386444300 | 273540998200 | 74.9822
Sand Fork | 4092 | WV-OLK-168-H | WV-OLK-168-H_01 | Indian Fork | WVLK-86-E | 0 | 0 | 0 | 22234830200 | 1574590200 | 92.9184 | 211224392200 | 211224392200 | 0 | 12060350800 | 0 | 100 | 384638946400 | 96283686200 | 74.9678
Sand Fork | 4093 | WV-OLK-168-H-16 | WV-OLK-168-H-16_01 | Goosepen Run | WVLK-86-E-8 | 0 | 0 | 0 | 4854499580000 | 180149485300 | 96.289 | 717381550400 | 717381550400 | 0 | 42675087400 | 0 | 100 | 3266192294700 | 490959510100 | 84.9684
Sand Fork | 4094 | WV-OLK-168-H | WV-OLK-168-H_01 | Indian Fork | WVLK-86-E | 0 | 0 | 0 | 2755420953700 | 71765431600 | 97.3955 | 254858541500 | 254858541500 | 0 | 17626666500 | 0 | 100 | 3200995497600 | 320941892500 | 89.9737
Sand Fork | 4095 | WV-OLK-168 | WV-OLK-168_04 | Sand Fork | WVLK-86 | 0 | 0 | 0 | 686710400800 | 23083665900 | 96.6385 | 919135095900 | 919135095900 | 0 | 8349473600 | 0 | 100 | 2174295509500 | 543907278000 | 74.9847
Sand Fork | 4096 | WV-OLK-168-J | WV-OLK-168-J_01 | Butchers Fork | WVLK-86-G | 0 | 0 | 0 | 0 | 0 | 0 | 1802977684400 | 1802977684400 | 0 | 18554385800 | 0 | 100 | 2804082024000 | 981918848100 | 64.9825
Sand Fork | 4097 | WV-OLK-168 | WV-OLK-168_04 | Sand Fork | WVLK-86 | 0 | 0 | 0 | 15309287117700 | 244210723500 | 98.4048 | 805250338800 | 805250338800 | 0 | 12988070100 | 0 | 100 | 1625412704100 | 406642759000 | 74.9822
Sand Fork | 4098 | WV-OLK-168-L | WV-OLK-168-L_01 | Old Field Fork | WVLK-86-I | 0 | 0 | 0 | 5624661908900 | 104537154400 | 98.1414 | 923037190200 | 923037190200 | 0 | 25048420800 | 0 | 100 | 2505412610700 | 626960075300 | 74.9758
Sand Fork | 4099 | WV-OLK-168 | WV-OLK-168_04 | Sand Fork | WVLK-86 | 0 | 0 | 0 | 0 | 0 | 0 | 420211512000 | 420211512000 | 0 | 1855438600 | 0 | 100 | 730050946200 | 255616607500 | 64.9865
Sand Fork | 4100 | WV-OLK-168-N | WV-OLK-168-N_01 | Cove Lick | WVLK-86-J | 0 | 0 | 0 | 433749507500 | 5026642000 | 98.8411 | 1596545856400 | 1596545856400 | 0 | 48241403100 | 0 | 100 | 3232341970000 | 808706241400 | 74.9808
Sand Fork | 4101 | WV-OLK-168-N-4 | WV-OLK-168-N-4_01 | Laurel Run | WVLK-86-J-3 | 0 | 0 | 0 | 1343079408000 | 46572882300 | 96.5324 | 1522521243100 | 1522521243100 | 0 | 51024561000 | 0 | 100 | 2840062121300 | 852641229400 | 69.9781
Sand Fork | 4102 | WV-OLK-168-N | WV-OLK-168-N_01 | Cove Lick | WVLK-86-J | 0 | 0 | 0 | 409487819200 | 3324494200 | 99.1881 | 918628624100 | 918628624100 | 0 | 11132631500 | 0 | 100 | 2450011336200 | 735331117300 | 69.9866
Sand Fork | 4103 | WV-OLK-168 | WV-OLK-168_03 | Sand Fork | WVLK-86 | 0 | 0 | 0 | 3513393256000 | 94802119100 | 97.3017 | 574275907700 | 574275907700 | 0 | 38036490900 | 0 | 100 | 962399257700 | 481319736900 | 49.9875
Sand Fork | 4104 | WV-OLK-168-R | WV-OLK-168-R_01 | Rock Run | WVLK-86-K | 0 | 0 | 0 | 22236414900 | 1574718200 | 92.9183 | 471294673100 | 471294673100 | 0 | 5566315700 | 0 | 100 | 1177462003800 | 294551517900 | 74.9842
Sand Fork | 4105 | WV-OLK-168 | WV-OLK-168_03 | Sand Fork | WVLK-86 | 0 | 0 | 0 | 10477472186200 | 259757448400 | 97.5208 | 1820205951900 | 1820205951900 | 0 | 110398595600 | 0 | 100 | 4450038499800 | 668514871700 | 84.9773
Sand Fork | 4106 | WV-OLK-168-Z | WV-OLK-168-Z_01 | Crooked Fork | WVLK-86-M | 0 | 0 | 0 | 47435481696200 | 1578840911100 | 96.6716 | 1313097507600 | 1313097507600 | 0 | 37108771600 | 0 | 100 | 5432531726600 | 816011382800 | 84.9792
Sand Fork | 4107 | WV-OLK-168 | WV-OLK-168_01 | Sand Fork | WVLK-86 | 174653700 | 174653700 | 0 | 27174012821800 | 797183593300 | 97.0664 | 2018672208400 | 2018672208400 | 0 | 121531227000 | 0 | 100 | 5000896463700 | 1001050377400 | 79.9826
Little Kanawha River | 4108 | WV-OLK | WV-OLK_08 | Little Kanawha River | WVLK | 0 | 0 | 0 | 9182760099800 | 226113639600 | 97.5376 | 774405287100 | 774405287100 | 0 | 29747851300 | 0 | 100 | 2602658487900 | 2602658487900 | 0
Duskcamp Run | 4109 | WV-OLK-171 | WV-OLK-171_01 | Duskcamp Run | WVLK-88 | 0 | 0 | 0 | 0 | 0 | 0 | 79640350700 | 79640350700 | 0 | 6798205300 | 0 | 100 | 334957432600 | 83796536900 | 74.9829
Duskcamp Run | 4110 | WV-OLK-171-A | WV-OLK-171-A_01 | Right Fork/Duskcamp Run | WVLK-88-A | 0 | 0 | 0 | 15260874920600 | 69960543000 | 99.5416 | 582920216300 | 582920216300 | 0 | 23192982300 | 0 | 100 | 878081365300 | 219691287700 | 74.9805
Duskcamp Run | 4111 | WV-OLK-171-A-3 | WV-OLK-171-A-3_01 | Turkey Fork | WVLK-88-A-1 | 0 | 0 | 0 | 0 | 0 | 0 | 274301720700 | 274301720700 | 0 | 7421754300 | 0 | 100 | 383395186800 | 95937396400 | 74.9769
Duskcamp Run | 4112 | WV-OLK-171-A | WV-OLK-171-A_01 | Right Fork/Duskcamp Run | WVLK-88-A | 0 | 0 | 0 | 2849481595200 | 60286281900 | 97.8843 | 283748824800 | 283748824800 | 0 | 12988070100 | 0 | 100 | 581627817200 | 145493090500 | 74.9852
Duskcamp Run | 4113 | WV-OLK-171 | WV-OLK-171_01 | Duskcamp Run | WVLK-88 | 0 | 0 | 0 | 0 | 0 | 0 | 343434785000 | 343434785000 | 0 | 27831578700 | 0 | 100 | 777758806200 | 194553797800 | 74.9853
Duskcamp Run | 4114 | WV-OLK-171-C | WV-OLK-171-C_01 | UNT/Duskcamp Run RM 1.98 |  | 0 | 0 | 0 | 0 | 0 | 0 | 136719730200 | 136719730200 | 0 | 0 | 0 | 0 | 41781900 | 41781900 | 0
Duskcamp Run | 4115 | WV-OLK-171 | WV-OLK-171_01 | Duskcamp Run | WVLK-88 | 0 | 0 | 0 | 0 | 0 | 0 | 255683418900 | 255683418900 | 0 | 19482105100 | 0 | 100 | 422112690600 | 168938418100 | 59.9779
Duskcamp Run | 4116 | WV-OLK-171-E | WV-OLK-171-E_01 | Toler Fork | WVLK-88-B | 0 | 0 | 0 | 150216587800 | 6764108500 | 95.4971 | 444993480200 | 444993480200 | 0 | 36181052300 | 0 | 100 | 776944564100 | 194429261400 | 74.9751
Duskcamp Run | 4117 | WV-OLK-171 | WV-OLK-171_01 | Duskcamp Run | WVLK-88 | 0 | 0 | 0 | 25776295560800 | 122053306400 | 99.5265 | 532562469600 | 532562469600 | 0 | 48241403100 | 0 | 100 | 860228303300 | 430288845400 | 49.9797
Little Kanawha River | 4118 | WV-OLK | WV-OLK_08 | Little Kanawha River | WVLK | 653804100 | 653804100 | 0 | 13740875394900 | 240375453900 | 98.2507 | 1378904475400 | 1378904475400 | 0 | 65290146100 | 0 | 100 | 6550714286000 | 6550714286000 | 0
Copen Run | 4119 | WV-OLK-173 | WV-OLK-173_02 | Copen Run | WVLK-90 | 0 | 0 | 0 | 0 | 0 | 0 | 417375147900 | 417375147900 | 0 | 23390692900 | 0 | 100 | 1133673003700 | 226906269000 | 79.9849
Copen Run | 4120 | WV-OLK-173-A | WV-OLK-173-A_01 | Bower Run | WVLK-90-A | 0 | 0 | 0 | 0 | 0 | 0 | 356957378200 | 356957378200 | 0 | 0 | 0 | 0 | 103256190200 | 103256190200 | 0
Copen Run | 4121 | WV-OLK-173 | WV-OLK-173_01 | Copen Run | WVLK-90 | 0 | 0 | 0 | 3326236546300 | 114188302900 | 96.567 | 773908706700 | 773908706700 | 0 | 17626666500 | 0 | 100 | 1409598634300 | 211766360400 | 84.9768
Copen Run | 4122 | WV-OLK-173-B | WV-OLK-173-B_01 | Bull Fork | WVLK-90-D | 0 | 0 | 0 | 2372438549700 | 38207865300 | 98.3895 | 391294179600 | 391294179600 | 0 | 52879999600 | 0 | 100 | 752395025600 | 225918734800 | 69.9734
Copen Run | 4123 | WV-OLK-173 | WV-OLK-173_01 | Copen Run | WVLK-90 | 0 | 0 | 0 | 0 | 0 | 0 | 239366609000 | 239366609000 | 0 | 27831578700 | 0 | 100 | 901217513900 | 225430095000 | 74.9861
Copen Run | 4124 | WV-OLK-173-D | WV-OLK-173-D_01 | Wolfpen Run | WVLK-90-E | 0 | 0 | 0 | 1750213945500 | 64495753200 | 96.315 | 313886795100 | 313886795100 | 0 | 59374034600 | 0 | 100 | 909947848600 | 227654363200 | 74.9816
Copen Run | 4125 | WV-OLK-173 | WV-OLK-173_01 | Copen Run | WVLK-90 | 0 | 0 | 0 | 716770611100 | 17947757100 | 97.496 | 869741954700 | 869741954700 | 0 | 68651227500 | 0 | 100 | 1821029217400 | 455633430700 | 74.9793
Little Kanawha River | 4126 | WV-OLK | WV-OLK_08 | Little Kanawha River | WVLK | 327423900 | 327423900 | 0 | 2225437645000 | 24893129600 | 98.8814 | 1145741045300 | 1145741045300 | 0 | 44865113200 | 0 | 100 | 2258806221200 | 2258806221200 | 0
Little Kanawha River | 4127 | WV-OLK-175 | WV-OLK-175_01 | Hyers Run | WVLK-92 | 163336100 | 163336100 | 0 | 1175828448600 | 38623549800 | 96.7152 | 829709985600 | 829709985600 | 0 | 46279504900 | 0 | 100 | 1048948735200 | 367359087600 | 64.9784
Little Kanawha River | 4128 | WV-OLK | WV-OLK_08 | Little Kanawha River | WVLK | 0 | 0 | 0 | 0 | 0 | 0 | 1136647118400 | 1136647118400 | 0 | 25550301800 | 0 | 100 | 7975810857300 | 5982173382700 | 24.996
Oil Creek | 4129 | WV-OLK-177 | WV-OLK-177_03 | Oil Creek | WVLK-94 | 0 | 0 | 0 | 99101395454700 | 671400700400 | 99.3225 | 2610118594600 | 2610118594600 | 0 | 150944491100 | 0 | 100 | 23401666170000 | 2344007977600 | 89.9836
Oil Creek | 4130 | WV-OLK-177-E | WV-OLK-177-E_02 | Clover Fork | WVLK-94-E | 0 | 0 | 0 | 4874105547700 | 220890584700 | 95.4681 | 1110915830200 | 1110915830200 | 0 | 62157192500 | 0 | 100 | 2957698610600 | 887593207100 | 69.9904
Oil Creek | 4131 | WV-OLK-177-E-6 | WV-OLK-177-E-6_01 | Meadow Run | WVLK-94-E-1 | 0 | 0 | 0 | 0 | 0 | 0 | 451166547500 | 451166547500 | 0 | 26903859400 | 0 | 100 | 903501269800 | 406690493000 | 54.9873
Oil Creek | 4132 | WV-OLK-177-E | WV-OLK-177-E_01 | Clover Fork | WVLK-94-E | 348834700 | 348834700 | 0 | 6797845908800 | 285847450600 | 95.795 | 1857610159200 | 1857610159200 | 0 | 60301753900 | 0 | 100 | 3839503188000 | 960416826500 | 74.9859
Oil Creek | 4133 | WV-OLK-177 | WV-OLK-177_02 | Oil Creek | WVLK-94 | 0 | 0 | 0 | 0 | 0 | 0 | 66282912300 | 66282912300 | 0 | 16235087600 | 0 | 100 | 935307560500 | 187175354600 | 79.9878
Oil Creek | 4134 | WV-OLK-177-F | WV-OLK-177-F_01 | Threelick Run | WVLK-94-F | 0 | 0 | 0 | 7930929146800 | 377481478500 | 95.2404 | 1385123602400 | 1385123602400 | 0 | 75145262500 | 0 | 100 | 6539321526200 | 1309217219100 | 79.9793
Oil Creek | 4135 | WV-OLK-177 | WV-OLK-177_02 | Oil Creek | WVLK-94 | 0 | 0 | 0 | 21679521352300 | 173194736800 | 99.2011 | 2049759396300 | 2049759396300 | 0 | 92771929000 | 0 | 100 | 3328750793600 | 1165542908800 | 64.9856
Oil Creek | 4136 | WV-OLK-177-K | WV-OLK-177-K_01 | Redlick Run | WVLK-94-I | 0 | 0 | 0 | 1443909750500 | 33357279800 | 97.6898 | 793393248200 | 793393248200 | 0 | 55663157400 | 0 | 100 | 1632150439900 | 571550267100 | 64.9818
Oil Creek | 4137 | WV-OLK-177 | WV-OLK-177_01 | Oil Creek | WVLK-94 | 0 | 0 | 0 | 0 | 0 | 0 | 1236268315400 | 1236268315400 | 0 | 67723508200 | 0 | 100 | 2206032085100 | 882736825600 | 59.9853
Little Kanawha River | 4138 | WV-OLK | WV-OLK_08 | Little Kanawha River | WVLK | 0 | 0 | 0 | 0 | 0 | 0 | 23018653200 | 23018653200 | 0 | 0 | 0 | 0 | 3236900325200 | 3236900325200 | 0
Saltlick Creek | 4139 | WV-OLK-178 | WV-OLK-178_04 | Saltlick Creek | WVLK-95 | 0 | 0 | 0 | 0 | 0 | 0 | 844375802900 | 844375802900 | 0 | 35949122500 | 0 | 100 | 14997039459300 | 3751216034300 | 74.987
Saltlick Creek | 4140 | WV-OLK-178-E | WV-OLK-178-E_01 | Right Fork/Saltlick Creek | WVLK-95-B | 0 | 0 | 0 | 14355314285300 | 370749130000 | 97.4173 | 2233088339900 | 2233088339900 | 0 | 111326314900 | 0 | 100 | 4523229925900 | 1583817924600 | 64.9848
Saltlick Creek | 4141 | WV-OLK-178 | WV-OLK-178_04 | Saltlick Creek | WVLK-95 | 0 | 0 | 0 | 0 | 0 | 0 | 555435152200 | 555435152200 | 0 | 56590876700 | 0 | 100 | 5166483024100 | 1034291199300 | 79.9807
Saltlick Creek | 4142 | WV-OLK-178-H | WV-OLK-178-H_01 | Burns Run | WVLK-95-D | 0 | 0 | 0 | 22227322400 | 1572983100 | 92.9232 | 714998466100 | 714998466100 | 0 | 28759298000 | 0 | 100 | 8433457605800 | 1688456897300 | 79.9791
Saltlick Creek | 4143 | WV-OLK-178 | WV-OLK-178_04 | Saltlick Creek | WVLK-95 | 0 | 0 | 0 | 5942109941400 | 285584670400 | 95.1939 | 1695071971800 | 1695071971800 | 0 | 71434385400 | 0 | 100 | 8161770744200 | 1633786864100 | 79.9824
Saltlick Creek | 4144 | WV-OLK-178-L | WV-OLK-178-L_01 | O'Brien Fork | WVLK-95-G | 0 | 0 | 0 | 5724983858700 | 160620768700 | 97.1944 | 410912368500 | 410912368500 | 0 | 48241403100 | 0 | 100 | 3725026410400 | 559257106300 | 84.9865
Saltlick Creek | 4145 | WV-OLK-178-L-3 | WV-OLK-178-L-3_01 | Right Fork/O'Brien Fork | WVLK-95-G-1 | 3313690400 | 3313690400 | 0 | 50391670189600 | 1738405200100 | 96.5502 | 1205108961200 | 1205108961200 | 0 | 150754384700 | 0 | 100 | 15456132890900 | 1547173343100 | 89.9899
Saltlick Creek | 4146 | WV-OLK-178-L-4 | WV-OLK-178-L-4_01 | Berry Fork | WVLK-95-G-2 | 0 | 0 | 0 | 16267832146700 | 871554823100 | 94.6425 | 921164314000 | 921164314000 | 0 | 103208771100 | 0 | 100 | 2814188035500 | 985476389500 | 64.9819
Saltlick Creek | 4147 | WV-OLK-178 | WV-OLK-178_03 | Saltlick Creek | WVLK-95 | 1218066400 | 1218066400 | 0 | 34786342238100 | 1764576623500 | 94.9274 | 978436502900 | 978436502900 | 0 | 55663157400 | 0 | 100 | 3396298551200 | 1868502580600 | 44.9841
Saltlick Creek | 4148 | WV-OLK-178-P | WV-OLK-178-P_01 | Pickles Fork | WVLK-95-I | 0 | 0 | 0 | 6073076584500 | 287308156100 | 95.2691 | 797726629300 | 797726629300 | 0 | 46385964500 | 0 | 100 | 1887047188200 | 660763889300 | 64.9842
Saltlick Creek | 4149 | WV-OLK-178 | WV-OLK-178_03 | Saltlick Creek | WVLK-95 | 0 | 0 | 0 | 10229012061400 | 723387220300 | 92.9281 | 464588766900 | 464588766900 | 0 | 16973046100 | 0 | 100 | 823242701900 | 494032824000 | 39.9894
Saltlick Creek | 4150 | WV-OLK-178-S | WV-OLK-178-S_01 | Spruce Fork | WVLK-95-J | 0 | 0 | 0 | 16364180984700 | 893575711400 | 94.5394 | 633988701900 | 633988701900 | 0 | 31542455900 | 0 | 100 | 2194912039200 | 878296458900 | 59.9849
Saltlick Creek | 4151 | WV-OLK-178 | WV-OLK-178_03 | Saltlick Creek | WVLK-95 | 0 | 0 | 0 | 28402787074100 | 1165038348800 | 95.8982 | 300484519800 | 300484519800 | 0 | 29518341100 | 0 | 100 | 1034121001700 | 723967607300 | 29.992
Saltlick Creek | 4152 | WV-OLK-178-W | WV-OLK-178-W_01 | Hughes Fork | WVLK-95-K | 0 | 0 | 0 | 5055032099300 | 408917681900 | 91.9107 | 2032890646100 | 2032890646100 | 0 | 34325613700 | 0 | 100 | 5540033724700 | 1662900436300 | 69.9839
Saltlick Creek | 4153 | WV-OLK-178 | WV-OLK-178_02 | Saltlick Creek | WVLK-95 | 0 | 0 | 0 | 1244786471200 | 88039232100 | 92.9274 | 197869439200 | 197869439200 | 0 | 5566315700 | 0 | 100 | 347145812600 | 260374971800 | 24.9955
Saltlick Creek | 4154 | WV-OLK-178-X | WV-OLK-178-X_01 | Carpenter Fork | WVLK-95-L | 349983000 | 349983000 | 0 | 2312266591400 | 140197621100 | 93.9368 | 768090676700 | 768090676700 | 0 | 20409824400 | 0 | 100 | 1390665083100 | 626093321400 | 54.9789
Saltlick Creek | 4155 | WV-OLK-178 | WV-OLK-178_01 | Saltlick Creek | WVLK-95 | 0 | 0 | 0 | 49970201759500 | 2674410784200 | 94.648 | 2458648451500 | 2458648451500 | 0 | 257442103100 | 0 | 100 | 20372982885800 | 3058271704800 | 84.9886
Little Kanawha River | 4156 | WV-OLK | WV-OLK_07 | Little Kanawha River | WVLK | 0 | 0 | 0 | 333616458900 | 23600155400 | 92.926 | 78086035688900 | 78086035688900 | 0 | 89102875300 | 0 | 100 | 8189160781000 | 8189160781000 | 0
Little Kanawha River | 4157 | WV-OLK-183 | WV-OLK-183_01 | Williams Run | WVLK-96.5 | 0 | 0 | 0 | 25734421600 | 1820356600 | 92.9264 | 189480839100 | 189480839100 | 0 | 2570238700 | 0 | 100 | 140797658800 | 140797658800 | 0
Little Kanawha River | 5001 | WV-OLK-189 | WV-OLK-189_01 | Benny Run | WVLK-100 | 0 | 0 | 0 | 0 | 0 | 0 | 387155099300 | 387155099300 | 0 | 0 | 0 | 0 | 103994394000 | 103994394000 | 0
Knawl Creek | 5002 | WV-OLK-190-A | WV-OLK-190-A_01 | Flesher Run | WVLK-101-A | 0 | 0 | 0 | 0 | 0 | 0 | 525304325400 | 525304325400 | 0 | 0 | 0 | 0 | 0 | 0 | 0
Knawl Creek | 5003 | WV-OLK-190-B | WV-OLK-190-B_01 | Little Knawl Creek | WVLK-101-B | 0 | 0 | 0 | 0 | 0 | 0 | 952894517500 | 952894517500 | 0 | 3710877200 | 0 | 100 | 386915872500 | 386915872500 | 0
Knawl Creek | 5004 | WV-OLK-190-D | WV-OLK-190-D_01 | Chop Fork | WVLK-101-C | 0 | 0 | 0 | 0 | 0 | 0 | 621345706400 | 621345706400 | 0 | 0 | 0 | 0 | 0 | 0 | 0
Knawl Creek | 5005 | WV-OLK-190 | WV-OLK-190_01 | Knawl Creek | WVLK-101 | 0 | 0 | 0 | 0 | 0 | 0 | 847851775400 | 847851775400 | 0 | 15771227900 | 0 | 100 | 116995553200 | 76212621500 | 34.8585
Knawl Creek | 5006 | WV-OLK-190-F | WV-OLK-190-F_01 | Left Fork/Knawl Creek | WVLK-101-E | 0 | 0 | 0 | 0 | 0 | 0 | 946528415400 | 946528415400 | 0 | 43602806700 | 0 | 100 | 2202120418200 | 991182454700 | 54.9896
Knawl Creek | 5007 | WV-OLK-190 | WV-OLK-190_01 | Knawl Creek | WVLK-101 | 0 | 0 | 0 | 186552379700 | 13231559300 | 92.9073 | 1344015845000 | 1344015845000 | 0 | 19482105100 | 0 | 100 | 2611820702500 | 1045118621700 | 59.9851
Little Kanawha River | 5008 | WV-OLK-191 | WV-OLK-191_01 | Big Run | WVLK-102 | 0 | 0 | 0 | 0 | 0 | 0 | 1082218360700 | 1082218360700 | 0 | 98338244800 | 0 | 100 | 2904860034800 | 1017259886800 | 64.9808
Falls Run | 5009 | WV-OLK-194 | WV-OLK-194_02 | Falls Run | WVLK-105 | 158932900 | 158932900 | 0 | 3196073933200 | 226687987800 | 92.9073 | 1092004106200 | 1092004106200 | 0 | 44515317400 | 0 | 100 | 4740483744900 | 1660232946600 | 64.9776
Falls Run | 5010 | WV-OLK-194-D | WV-OLK-194-D_01 | Left Fork/Falls Run | WVLK-105-D | 0 | 0 | 0 | 39438838125400 | 958645469400 | 97.5693 | 1072110638000 | 1072110638000 | 0 | 74415253900 | 0 | 100 | 2593075612500 | 1167644068600 | 54.9707
Falls Run | 5011 | WV-OLK-194 | WV-OLK-194_01 | Falls Run | WVLK-105 | 0 | 0 | 0 | 2010239624200 | 91430930100 | 95.4517 | 1607283931900 | 1607283931900 | 0 | 14508921400 | 0 | 100 | 3522426278100 | 1585548461000 | 54.987
Little Kanawha River | 5012 | WV-OLK | WV-OLK_06 | Little Kanawha River | WVLK | 0 | 0 | 0 | 17188445333900 | 938794215000 | 94.5382 | 1079977372300 | 1079977372300 | 0 | 14843508600 | 0 | 100 | 3346177635800 | 1840869332300 | 44.9859
Little Kanawha River | 5013 | WV-OLK | WV-OLK_06 | Little Kanawha River | WVLK | 0 | 0 | 0 | 722532524800 | 51262738400 | 92.9051 | 1382579960600 | 1382579960600 | 0 | 19482105100 | 0 | 100 | 3529571073200 | 1941744423800 | 44.9864
Little Kanawha River | 5014 | WV-OLK-203 | WV-OLK-203_01 | Coplin Run (Copen Run) | WVLK-109 | 319307200 | 319307200 | 0 | 0 | 0 | 0 | 520710094400 | 520710094400 | 0 | 395421300 | 0 | 100 | 867899658500 | 390638850000 | 54.9903
Little Kanawha River | 5015 | WV-OLK | WV-OLK_06 | Little Kanawha River | WVLK | 0 | 0 | 0 | 0 | 0 | 0 | 735932732900 | 735932732900 | 0 | 3710877200 | 0 | 100 | 2378754993700 | 1189467322600 | 49.9962
Little Kanawha River | 5016 | WV-OLK-206 | WV-OLK-206_01 | Laurel Run | WVLK-111 | 160678800 | 160678800 | 0 | 0 | 0 | 0 | 1072898558200 | 1072898558200 | 0 | 1855438600 | 0 | 100 | 1182352137800 | 886859226000 | 24.992
Little Kanawha River | 5017 | WV-OLK | WV-OLK_06 | Little Kanawha River | WVLK | 0 | 0 | 0 | 0 | 0 | 0 | 173200386100 | 173200386100 | 0 | 0 | 0 | 0 | 36211553100 | 36211553100 | 0
Little Kanawha River | 5018 | WV-OLK-209 | WV-OLK-209_01 | Little Laurel Run | WVLK-112 | 0 | 0 | 0 | 204931230700 | 14557256000 | 92.8965 | 430602065200 | 430602065200 | 0 | 927719300 | 0 | 100 | 411414901700 | 308595580200 | 24.9916
Little Kanawha River | 5019 | WV-OLK | WV-OLK_06 | Little Kanawha River | WVLK | 0 | 0 | 0 | 0 | 0 | 0 | 670718499500 | 670718499500 | 0 | 0 | 0 | 0 | 692446913000 | 692446913000 | 0
Little Kanawha River | 5020 | WV-OLK-213 | WV-OLK-213_01 | Pretty Run | WVLK-114 | 0 | 0 | 0 | 981771866800 | 69612814300 | 92.9095 | 465337265100 | 465337265100 | 0 | 197710700 | 0 | 100 | 1155229149100 | 520052014100 | 54.9828
Little Kanawha River | 5021 | WV-OLK | WV-OLK_06 | Little Kanawha River | WVLK | 0 | 0 | 0 | 11033225136600 | 363934063800 | 96.7015 | 192166086900 | 192166086900 | 0 | 1520851300 | 0 | 100 | 558104718900 | 558104718900 | 0
Right Fork/Little Kanawha River | 5022 | WV-OLK-216 | WV-OLK-216_04 | Right Fork/Little Kanawha River | WVLK-115 | 0 | 0 | 0 | 78331978000 | 5550068300 | 92.9147 | 2535463131400 | 2535463131400 | 0 | 9185941800 | 0 | 100 | 4354611852400 | 1742390527200 | 59.9875
Right Fork/Little Kanawha River | 5023 | WV-OLK-216 | WV-OLK-216_04 | Right Fork/Little Kanawha River | WVLK-115 | 0 | 0 | 0 | 0 | 0 | 0 | 1012652132400 | 1012652132400 | 0 | 2372528000 | 0 | 100 | 1862809141500 | 931578174500 | 49.9907
Right Fork/Little Kanawha River | 5024 | WV-OLK-216-K | WV-OLK-216-K_01 | Jerry Run | WVLK-115-D | 0 | 0 | 0 | 58158690200 | 58158690200 | 0 | 2199741953900 | 2199741953900 | 0 | 28074914900 | 0 | 100 | 6039472065900 | 2115149223000 | 64.9779
Right Fork/Little Kanawha River | 5025 | WV-OLK-216 | WV-OLK-216_03 | Right Fork/Little Kanawha River | WVLK-115 | 0 | 0 | 0 | 0 | 0 | 0 | 1080853321900 | 1080853321900 | 0 | 8106137400 | 0 | 100 | 3072360275900 | 1843743487700 | 39.9893
Right Fork/Little Kanawha River | 5026 | WV-OLK-216-N | WV-OLK-216-N_01 | Buffalo Run | WVLK-115-F | 0 | 0 | 0 | 0 | 0 | 0 | 1234620190300 | 1234620190300 | 0 | 3558792000 | 0 | 100 | 1775530077900 | 976731232400 | 44.9893
Right Fork/Little Kanawha River | 5027 | WV-OLK-216 | WV-OLK-216_03 | Right Fork/Little Kanawha River | WVLK-115 | 0 | 0 | 0 | 0 | 0 | 0 | 1086642650000 | 1086642650000 | 0 | 6326741400 | 0 | 100 | 2020775724300 | 2020775724300 | 0
Right Fork/Little Kanawha River | 5028 | WV-OLK-216-Q | WV-OLK-216-Q_01 | Left Fork/Right Fork/Little Kanawha River | WVLK-115-H | 252482300 | 252482300 | 0 | 4186572022200 | 62514071500 | 98.5068 | 1584047385700 | 1584047385700 | 0 | 2965660000 | 0 | 100 | 1055760827000 | 1055760827000 | 0
Right Fork/Little Kanawha River | 5029 | WV-OLK-216-Q | WV-OLK-216-Q_01 | Left Fork/Right Fork/Little Kanawha River | WVLK-115-H | 253995000 | 253995000 | 0 | 10634427148700 | 795658909400 | 92.5181 | 2391681800800 | 2391681800800 | 0 | 9490112100 | 0 | 100 | 4812729849200 | 2166375398600 | 54.9866
Right Fork/Little Kanawha River | 5030 | WV-OLK-216 | WV-OLK-216_02 | Right Fork/Little Kanawha River | WVLK-115 | 0 | 0 | 0 | 0 | 0 | 0 | 1083370565700 | 1083370565700 | 0 | 395421300 | 0 | 100 | 546023799000 | 546023799000 | 0
Right Fork/Little Kanawha River | 5031 | WV-OLK-216-T | WV-OLK-216-T_01 | Long Run | WVLK-115-I | 0 | 0 | 0 | 502050870200 | 35607166500 | 92.9077 | 1164016044600 | 1164016044600 | 0 | 8501558700 | 0 | 100 | 1339209428800 | 1004515924300 | 24.9919
Right Fork/Little Kanawha River | 5032 | WV-OLK-216 | WV-OLK-216_02 | Right Fork/Little Kanawha River | WVLK-115 | 0 | 0 | 0 | 6037207141900 | 427938206100 | 92.9117 | 655307528800 | 655307528800 | 0 | 0 | 0 | 0 | 966136022100 | 966136022100 | 0
Right Fork/Little Kanawha River | 5033 | WV-OLK-216-V | WV-OLK-216-V_01 | Howell Fork | WVLK-115-K | 254398400 | 254398400 | 0 | 496020837600 | 35167496200 | 92.9101 | 955903119600 | 955903119600 | 0 | 0 | 0 | 0 | 611616673700 | 611616673700 | 0
Right Fork/Little Kanawha River | 5034 | WV-OLK-216 | WV-OLK-216_01 | Right Fork/Little Kanawha River | WVLK-115 | 0 | 0 | 0 | 0 | 0 | 0 | 2327658674400 | 2327658674400 | 0 | 197710700 | 0 | 100 | 1083277638800 | 1083277638800 | 0
Little Kanawha River | 5035 | WV-OLK | WV-OLK_06 | Little Kanawha River | WVLK | 0 | 0 | 0 | 22548604396900 | 787453250100 | 96.5078 | 659232734600 | 659232734600 | 0 | 7741133100 | 0 | 100 | 2132319128500 | 2132319128500 | 0
Little Kanawha River | 5036 | WV-OLK-219 | WV-OLK-219_01 | Hacker Camp Run | WVLK-117 | 0 | 0 | 0 | 0 | 0 | 0 | 692149608300 | 692149608300 | 0 | 3893379300 | 0 | 100 | 1252651433100 | 626510184100 | 49.9853
Little Kanawha River | 5037 | WV-OLK | WV-OLK_04 | Little Kanawha River | WVLK | 0 | 0 | 0 | 343225158700 | 24319723300 | 92.9144 | 303331483500 | 303331483500 | 0 | 3558792000 | 0 | 100 | 1224302093500 | 612267247300 | 49.9905
Little Kanawha River | 5038 | WV-OLK-221 | WV-OLK-221_01 | Glady Creek | WVLK-118 | 0 | 0 | 0 | 0 | 0 | 0 | 320670092100 | 320670092100 | 0 | 6722162700 | 0 | 100 | 782906492600 | 274149608400 | 64.9831
Little Kanawha River | 5039 | WV-OLK-221-A | WV-OLK-221-A_01 | Laurel Run | WVLK-118-A | 0 | 0 | 0 | 0 | 0 | 0 | 580278224800 | 580278224800 | 0 | 2570238700 | 0 | 100 | 1307552344700 | 523155482400 | 59.9897
Little Kanawha River | 5040 | WV-OLK-221 | WV-OLK-221_01 | Glady Creek | WVLK-118 | 0 | 0 | 0 | 31247488931000 | 1710285592800 | 94.5266 | 1552285403400 | 1552285403400 | 0 | 19466896600 | 0 | 100 | 4487658112600 | 1571291128400 | 64.9864
Little Kanawha River | 5041 | WV-OLK-221 | WV-OLK-221_01 | Glady Creek | WVLK-118 | 0 | 0 | 0 | 8367708483000 | 233355155600 | 97.2112 | 1765393764000 | 1765393764000 | 0 | 6661328700 | 0 | 100 | 3350514796200 | 1675618594000 | 49.9892
Little Kanawha River | 5042 | WV-OLK | WV-OLK_04 | Little Kanawha River | WVLK | 0 | 0 | 0 | 207728816100 | 14715411100 | 92.916 | 662080362900 | 662080362900 | 0 | 5338188000 | 0 | 100 | 1997191871500 | 998831243100 | 49.9882
Little Kanawha River | 5043 | WV-OLK-223 | WV-OLK-223_01 | Trace Run | WVLK-120 | 0 | 0 | 0 | 0 | 0 | 0 | 1079590744900 | 1079590744900 | 0 | 197710700 | 0 | 100 | 1595616932600 | 877710519100 | 44.9924
Little Kanawha River | 5044 | WV-OLK | WV-OLK_04 | Little Kanawha River | WVLK | 0 | 0 | 0 | 0 | 0 | 0 | 198671733000 | 198671733000 | 0 | 790842700 | 0 | 100 | 523173298200 | 261632853600 | 49.9912
Little Kanawha River | 5045 | WV-OLK-224 | WV-OLK-224_01 | Cherry Fork | WVLK-121 | 0 | 0 | 0 | 2066469125300 | 72606354400 | 96.4865 | 2161019791700 | 2161019791700 | 0 | 9292401400 | 0 | 100 | 5127503967100 | 2307885248400 | 54.9901
Little Kanawha River | 5046 | WV-OLK | WV-OLK_04 | Little Kanawha River | WVLK | 0 | 0 | 0 | 8878052974000 | 396700176900 | 95.5317 | 2309762432000 | 2309762432000 | 0 | 12455772100 | 0 | 100 | 5936287787200 | 1485160148400 | 74.9817
Little Kanawha River | 5047 | WV-OLK-230 | WV-OLK-230_01 | Lynn Camp Run | WVLK-124 | 0 | 0 | 0 | 5713240830000 | 255302424800 | 95.5314 | 1143370109000 | 1143370109000 | 0 | 17596249500 | 0 | 100 | 4214354629700 | 1265180657300 | 69.9793
Little Kanawha River | 5048 | WV-OLK | WV-OLK_03 | Little Kanawha River | WVLK | 0 | 0 | 0 | 0 | 0 | 0 | 1224125746000 | 1224125746000 | 0 | 8896980100 | 0 | 100 | 3301485533000 | 1651216332800 | 49.9857
Laurel Run | 5049 | WV-OLK-234 | WV-OLK-234_01 | Laurel Run | WVLK-125 | 505407000 | 505407000 | 0 | 9365908881600 | 352594006000 | 96.2353 | 1576165210000 | 1576165210000 | 0 | 24219556900 | 0 | 100 | 4480147816100 | 1568704456000 | 64.9854
Laurel Run | 5050 | WV-OLK-234-D | WV-OLK-234-D_01 | UNT/Laurel Run RM 3.04 | WVLK-125-A | 505751000 | 505751000 | 0 | 1650960418500 | 117001675000 | 92.9131 | 737901100000 | 737901100000 | 0 | 12851193400 | 0 | 100 | 1906755228600 | 953674577600 | 49.9844
Laurel Run | 5051 | WV-OLK-234 | WV-OLK-234_01 | Laurel Run | WVLK-125 | 0 | 0 | 0 | 8740557852700 | 366365341500 | 95.8084 | 1092982433900 | 1092982433900 | 0 | 8303848100 | 0 | 100 | 1555590422800 | 777979782000 | 49.9881
Little Kanawha River | 5052 | WV-OLK | WV-OLK_03 | Little Kanawha River | WVLK | 0 | 0 | 0 | 0 | 0 | 0 | 324659656200 | 324659656200 | 0 | 8699269400 | 0 | 100 | 1532394948900 | 766424326700 | 49.9852
Little Kanawha River | 5053 | WV-OLK-236 | WV-OLK-236_01 | Cow Run | WVLK-126 | 0 | 0 | 0 | 11053014077800 | 500951776800 | 95.4677 | 1626196115300 | 1626196115300 | 0 | 7513005400 | 0 | 100 | 4376277207700 | 1750995485500 | 59.9889
Little Kanawha River | 5054 | WV-OLK | WV-OLK_03 | Little Kanawha River | WVLK | 0 | 0 | 0 | 0 | 0 | 0 | 76138309500 | 76138309500 | 0 | 2767949400 | 0 | 100 | 656382781900 | 328258059800 | 49.9898
Little Kanawha River | 5055 | WV-OLK-237 | WV-OLK-237_01 | Flatwoods Run | WVLK-127 | 0 | 0 | 0 | 0 | 0 | 0 | 996142705800 | 996142705800 | 0 | 23922990900 | 0 | 100 | 8250021400200 | 1651139479000 | 79.9862
Little Kanawha River | 5056 | WV-OLK | WV-OLK_03 | Little Kanawha River | WVLK | 0 | 0 | 0 | 1671605086100 | 118527074600 | 92.9094 | 192884072900 | 192884072900 | 0 | 2372528000 | 0 | 100 | 933613581300 | 466907946500 | 49.9892
Little Kanawha River | 5057 | WV-OLK-238 | WV-OLK-238_01 | Kanawha Run | WVLK-128 | 758040100 | 758040100 | 0 | 13657664424900 | 1601480749700 | 88.2741 | 2012595564100 | 2012595564100 | 0 | 15041219300 | 0 | 100 | 6394265858800 | 2238656496500 | 64.9896
Little Kanawha River | 5058 | WV-OLK | WV-OLK_02 | Little Kanawha River | WVLK | 1010307900 | 1010307900 | 0 | 41934522445400 | 2162914547300 | 94.8422 | 2241679517100 | 2241679517100 | 0 | 2673587400 | 0 | 100 | 6187294991200 | 3094157979900 | 49.9917
Little Kanawha River | 5059 | WV-OLK-243 | WV-OLK-243_01 | UNT/Little Kanawha River RM 165.34 | WVLK-130.5 | 759589900 | 759589900 | 0 | 12493136969100 | 574545447700 | 95.4011 | 1442368036800 | 1442368036800 | 0 | 7908426700 | 0 | 100 | 3723905925000 | 1304007886300 | 64.9828
Little Kanawha River | 5060 | WV-OLK | WV-OLK_01 | Little Kanawha River | WVLK | 0 | 0 | 0 | 0 | 0 | 0 | 508450718200 | 508450718200 | 0 | 0 | 0 | 0 | 970564028500 | 485380159100 | 49.9899
Little Kanawha River | 5061 | WV-OLK-245 | WV-OLK-245_01 | Getout Run | WVLK-131 | 253758900 | 253758900 | 0 | 7193989400 | 7193989400 | 0 | 1118170078200 | 1118170078200 | 0 | 593132000 | 0 | 100 | 1332318044200 | 999354256300 | 24.9913
Little Kanawha River | 5062 | WV-OLK | WV-OLK_01 | Little Kanawha River | WVLK | 254085000 | 254085000 | 0 | 0 | 0 | 0 | 1759085198700 | 1759085198700 | 0 | 1011020500 | 0 | 100 | 3923056830100 | 1373499691000 | 64.989

## WLAs Fecal
Little Kanawha River Watershed Fecal Coliform Wasteload Allocations
Upstream TMDL | Year | NHD Code | AUID | Stream Name | WV Code | Baseline WLA | Allocation WLA
Hughes River TMDL WLA | 2018 | WV-OLK-31 | WV-OLK-31_08 | Hughes River | WVLKH | 5952343200 | 5952343200
TMDL Watershed | Subwatershed | NHD Code | AUID | Stream Name | WV Code | Permit | Outlet | Baseline Load (counts/yr) | Allocated Load (counts/yr) | Allocated Concentration (counts/100ml) | Percent Reduction | Permit Type
Little Kanawha River | 1001 | WV-OLK | WV-OLK_13 | Little Kanawha River | WVLK | WVG411612 | 001 | 1382592400 | 1382592400 | 200 | 0 | Home Aeration Unit General
Little Kanawha River | 1004 | WV-OLK-1 | WV-OLK-1_01 | Neal Run | WVLK-1 | WV0032590 | 003 | 4147777301900 | 4147777301900 | 200 | 0 | Lubeck PSD
Little Kanawha River | 1004 | WV-OLK-1 | WV-OLK-1_01 | Neal Run | WVLK-1 | WVG410375 | 001 | 1659110900 | 1659110900 | 200 | 0 | Home Aeration Unit General
Little Kanawha River | 1004 | WV-OLK-1 | WV-OLK-1_01 | Neal Run | WVLK-1 | WVG414389 | 001 | 1382592400 | 1382592400 | 200 | 0 | Home Aeration Unit General
Little Kanawha River | 1004 | WV-OLK-1 | WV-OLK-1_01 | Neal Run | WVLK-1 | WVG415260 | 001 | 1382592400 | 1382592400 | 200 | 0 | Home Aeration Unit General
Little Kanawha River | 1004 | WV-OLK-1 | WV-OLK-1_01 | Neal Run | WVLK-1 | WVG415531 | 001 | 1659110900 | 1659110900 | 200 | 0 | Home Aeration Unit General
Little Kanawha River | 1004 | WV-OLK-1 | WV-OLK-1_01 | Neal Run | WVLK-1 | WVG415581 | 001 | 1382592400 | 1382592400 | 200 | 0 | Home Aeration Unit General
Little Kanawha River | 1004 | WV-OLK-1 | WV-OLK-1_01 | Neal Run | WVLK-1 | WVG550426 | 001 | 13825924300 | 13825924300 | 200 | 0 | Sewage General
Worthington Creek | 1006 | WV-OLK-2 | WV-OLK-2_03 | Worthington Creek | WVLK-2 | WVG410675 | 001 | 1659110900 | 1659110900 | 200 | 0 | Home Aeration Unit General
Worthington Creek | 1007 | WV-OLK-2-A | WV-OLK-2-A_01 | Berry Run | WVLK-2-A | WVG415925 | 001 | 1382592400 | 1382592400 | 200 | 0 | Home Aeration Unit General
Worthington Creek | 1008 | WV-OLK-2 | WV-OLK-2_03 | Worthington Creek | WVLK-2 | WVG414242 | 001 | 1382592400 | 1382592400 | 200 | 0 | Home Aeration Unit General
Worthington Creek | 1009 | WV-OLK-2-B | WV-OLK-2-B_01 | Holmes Run | WVLK-2-B | WVG415845 | 001 | 1382592400 | 1382592400 | 200 | 0 | Home Aeration Unit General
Worthington Creek | 1010 | WV-OLK-2 | WV-OLK-2_03 | Worthington Creek | WVLK-2 | WVG411584 | 001 | 1382592400 | 1382592400 | 200 | 0 | Home Aeration Unit General
Worthington Creek | 1010 | WV-OLK-2 | WV-OLK-2_03 | Worthington Creek | WVLK-2 | WVG412206 | 001 | 1382592400 | 1382592400 | 200 | 0 | Home Aeration Unit General
Worthington Creek | 1010 | WV-OLK-2 | WV-OLK-2_03 | Worthington Creek | WVLK-2 | WVG414635 | 001 | 1382592400 | 1382592400 | 200 | 0 | Home Aeration Unit General
Worthington Creek | 1010 | WV-OLK-2 | WV-OLK-2_03 | Worthington Creek | WVLK-2 | WVG415259 | 001 | 1382592400 | 1382592400 | 200 | 0 | Home Aeration Unit General
Worthington Creek | 1011 | WV-OLK-2-C | WV-OLK-2-C_01 | Johnson Run | WVLK-2-B.5 | WVG413238 | 001 | 1382592400 | 1382592400 | 200 | 0 | Home Aeration Unit General
Worthington Creek | 1011 | WV-OLK-2-C | WV-OLK-2-C_01 | Johnson Run | WVLK-2-B.5 | WVG415144 | 001 | 1382592400 | 1382592400 | 200 | 0 | Home Aeration Unit General
Worthington Creek | 1012 | WV-OLK-2 | WV-OLK-2_03 | Worthington Creek | WVLK-2 | WVG410148 | 001 | 1382592400 | 1382592400 | 200 | 0 | Home Aeration Unit General
Worthington Creek | 1012 | WV-OLK-2 | WV-OLK-2_03 | Worthington Creek | WVLK-2 | WVG410325 | 001 | 1382592400 | 1382592400 | 200 | 0 | Home Aeration Unit General
Worthington Creek | 1012 | WV-OLK-2 | WV-OLK-2_03 | Worthington Creek | WVLK-2 | WVG410735 | 001 | 1382592400 | 1382592400 | 200 | 0 | Home Aeration Unit General
Worthington Creek | 1012 | WV-OLK-2 | WV-OLK-2_03 | Worthington Creek | WVLK-2 | WVG413385 | 001 | 1382592400 | 1382592400 | 200 | 0 | Home Aeration Unit General
Worthington Creek | 1012 | WV-OLK-2 | WV-OLK-2_03 | Worthington Creek | WVLK-2 | WVG413453 | 001 | 1382592400 | 1382592400 | 200 | 0 | Home Aeration Unit General
Worthington Creek | 1012 | WV-OLK-2 | WV-OLK-2_03 | Worthington Creek | WVLK-2 | WVG413487 | 001 | 1382592400 | 1382592400 | 200 | 0 | Home Aeration Unit General
Worthington Creek | 1012 | WV-OLK-2 | WV-OLK-2_03 | Worthington Creek | WVLK-2 | WVG413488 | 001 | 1382592400 | 1382592400 | 200 | 0 | Home Aeration Unit General
Worthington Creek | 1012 | WV-OLK-2 | WV-OLK-2_03 | Worthington Creek | WVLK-2 | WVG414028 | 001 | 1382592400 | 1382592400 | 200 | 0 | Home Aeration Unit General
Worthington Creek | 1012 | WV-OLK-2 | WV-OLK-2_03 | Worthington Creek | WVLK-2 | WVG414823 | 001 | 1382592400 | 1382592400 | 200 | 0 | Home Aeration Unit General
Worthington Creek | 1012 | WV-OLK-2 | WV-OLK-2_03 | Worthington Creek | WVLK-2 | WVG415608 | 001 | 1382592400 | 1382592400 | 200 | 0 | Home Aeration Unit General
Worthington Creek | 1012 | WV-OLK-2 | WV-OLK-2_03 | Worthington Creek | WVLK-2 | WVG415818 | 001 | 1382592400 | 1382592400 | 200 | 0 | Home Aeration Unit General
Worthington Creek | 1013 | WV-OLK-2-G | WV-OLK-2-G_01 | Gillespie Run | WVLK-2-D | WVG410044 | 001 | 1382592400 | 1382592400 | 200 | 0 | Home Aeration Unit General
Worthington Creek | 1013 | WV-OLK-2-G | WV-OLK-2-G_01 | Gillespie Run | WVLK-2-D | WVG411055 | 001 | 1382592400 | 1382592400 | 200 | 0 | Home Aeration Unit General
Worthington Creek | 1013 | WV-OLK-2-G | WV-OLK-2-G_01 | Gillespie Run | WVLK-2-D | WVG411263 | 001 | 1382592400 | 1382592400 | 200 | 0 | Home Aeration Unit General
Worthington Creek | 1013 | WV-OLK-2-G | WV-OLK-2-G_01 | Gillespie Run | WVLK-2-D | WVG413386 | 001 | 1382592400 | 1382592400 | 200 | 0 | Home Aeration Unit General
Worthington Creek | 1013 | WV-OLK-2-G | WV-OLK-2-G_01 | Gillespie Run | WVLK-2-D | WVG416534 | 001 | 1382592400 | 1382592400 | 200 | 0 | Home Aeration Unit General
Worthington Creek | 1014 | WV-OLK-2 | WV-OLK-2_02 | Worthington Creek | WVLK-2 | WVG410346 | 001 | 1382592400 | 1382592400 | 200 | 0 | Home Aeration Unit General
Worthington Creek | 1014 | WV-OLK-2 | WV-OLK-2_02 | Worthington Creek | WVLK-2 | WVG411269 | 001 | 1382592400 | 1382592400 | 200 | 0 | Home Aeration Unit General
Worthington Creek | 1014 | WV-OLK-2 | WV-OLK-2_02 | Worthington Creek | WVLK-2 | WVG412638 | 001 | 1382592400 | 1382592400 | 200 | 0 | Home Aeration Unit General
Worthington Creek | 1014 | WV-OLK-2 | WV-OLK-2_02 | Worthington Creek | WVLK-2 | WVG415446 | 001 | 1382592400 | 1382592400 | 200 | 0 | Home Aeration Unit General
Worthington Creek | 1014 | WV-OLK-2 | WV-OLK-2_02 | Worthington Creek | WVLK-2 | WVG416490 | 001 | 1382592400 | 1382592400 | 200 | 0 | Home Aeration Unit General
Worthington Creek | 1014 | WV-OLK-2 | WV-OLK-2_02 | Worthington Creek | WVLK-2 | WVG416805 | 001 | 1382592400 | 1382592400 | 200 | 0 | Home Aeration Unit General
Worthington Creek | 1015 | WV-OLK-2-K | WV-OLK-2-K_01 | Laurel Fork | WVLK-2-F | WVG411898 | 001 | 1382592400 | 1382592400 | 200 | 0 | Home Aeration Unit General
Worthington Creek | 1015 | WV-OLK-2-K | WV-OLK-2-K_01 | Laurel Fork | WVLK-2-F | WVG411905 | 001 | 1382592400 | 1382592400 | 200 | 0 | Home Aeration Unit General
Worthington Creek | 1015 | WV-OLK-2-K | WV-OLK-2-K_01 | Laurel Fork | WVLK-2-F | WVG412268 | 001 | 1382592400 | 1382592400 | 200 | 0 | Home Aeration Unit General
Worthington Creek | 1015 | WV-OLK-2-K | WV-OLK-2-K_01 | Laurel Fork | WVLK-2-F | WVG413686 | 001 | 1382592400 | 1382592400 | 200 | 0 | Home Aeration Unit General
Worthington Creek | 1015 | WV-OLK-2-K | WV-OLK-2-K_01 | Laurel Fork | WVLK-2-F | WVG414037 | 001 | 1382592400 | 1382592400 | 200 | 0 | Home Aeration Unit General
Worthington Creek | 1015 | WV-OLK-2-K | WV-OLK-2-K_01 | Laurel Fork | WVLK-2-F | WVG414068 | 001 | 1382592400 | 1382592400 | 200 | 0 | Home Aeration Unit General
Worthington Creek | 1015 | WV-OLK-2-K | WV-OLK-2-K_01 | Laurel Fork | WVLK-2-F | WVG414799 | 001 | 1382592400 | 1382592400 | 200 | 0 | Home Aeration Unit General
Worthington Creek | 1015 | WV-OLK-2-K | WV-OLK-2-K_01 | Laurel Fork | WVLK-2-F | WVG414838 | 001 | 1382592400 | 1382592400 | 200 | 0 | Home Aeration Unit General
Worthington Creek | 1015 | WV-OLK-2-K | WV-OLK-2-K_01 | Laurel Fork | WVLK-2-F | WVG415061 | 001 | 1382592400 | 1382592400 | 200 | 0 | Home Aeration Unit General
Worthington Creek | 1015 | WV-OLK-2-K | WV-OLK-2-K_01 | Laurel Fork | WVLK-2-F | WVG416329 | 001 | 1382592400 | 1382592400 | 200 | 0 | Home Aeration Unit General
Worthington Creek | 1015 | WV-OLK-2-K | WV-OLK-2-K_01 | Laurel Fork | WVLK-2-F | WVG416456 | 001 | 1382592400 | 1382592400 | 200 | 0 | Home Aeration Unit General
Worthington Creek | 1015 | WV-OLK-2-K | WV-OLK-2-K_01 | Laurel Fork | WVLK-2-F | WVG416484 | 001 | 1382592400 | 1382592400 | 200 | 0 | Home Aeration Unit General
Worthington Creek | 1015 | WV-OLK-2-K | WV-OLK-2-K_01 | Laurel Fork | WVLK-2-F | WVG416620 | 001 | 1382592400 | 1382592400 | 200 | 0 | Home Aeration Unit General
Worthington Creek | 1015 | WV-OLK-2-K | WV-OLK-2-K_01 | Laurel Fork | WVLK-2-F | WVG416817 | 001 | 1382592400 | 1382592400 | 200 | 0 | Home Aeration Unit General
Worthington Creek | 1016 | WV-OLK-2 | WV-OLK-2_01 | Worthington Creek | WVLK-2 | WVG411455 | 001 | 1382592400 | 1382592400 | 200 | 0 | Home Aeration Unit General
Worthington Creek | 1016 | WV-OLK-2 | WV-OLK-2_01 | Worthington Creek | WVLK-2 | WVG415037 | 001 | 1382592400 | 1382592400 | 200 | 0 | Home Aeration Unit General
Worthington Creek | 1017 | WV-OLK-2 | WV-OLK-2_01 | Worthington Creek | WVLK-2 | WVG410461 | 001 | 1382592400 | 1382592400 | 200 | 0 | Home Aeration Unit General
Worthington Creek | 1017 | WV-OLK-2 | WV-OLK-2_01 | Worthington Creek | WVLK-2 | WVG410637 | 001 | 1659110900 | 1659110900 | 200 | 0 | Home Aeration Unit General
Worthington Creek | 1017 | WV-OLK-2 | WV-OLK-2_01 | Worthington Creek | WVLK-2 | WVG412595 | 001 | 1382592400 | 1382592400 | 200 | 0 | Home Aeration Unit General
Worthington Creek | 1017 | WV-OLK-2 | WV-OLK-2_01 | Worthington Creek | WVLK-2 | WVG551046 | 001 | 14517220600 | 14517220600 | 200 | 0 | Sewage General
Little Kanawha River | 1018 | WV-OLK | WV-OLK_13 | Little Kanawha River | WVLK | WVG410560 | 001 | 1382592400 | 1382592400 | 200 | 0 | Home Aeration Unit General
Little Kanawha River | 1018 | WV-OLK | WV-OLK_13 | Little Kanawha River | WVLK | WVG410638 | 001 | 1382592400 | 1382592400 | 200 | 0 | Home Aeration Unit General
Little Kanawha River | 1018 | WV-OLK | WV-OLK_13 | Little Kanawha River | WVLK | WVG411278 | 001 | 1382592400 | 1382592400 | 200 | 0 | Home Aeration Unit General
Little Kanawha River | 1018 | WV-OLK | WV-OLK_13 | Little Kanawha River | WVLK | WVG411521 | 001 | 1382592400 | 1382592400 | 200 | 0 | Home Aeration Unit General
Little Kanawha River | 1020 | WV-OLK | WV-OLK_13 | Little Kanawha River | WVLK | WV0043991 | 001 | 1106073947200 | 1106073947200 | 200 | 0 | Claywood Park PSD
Little Kanawha River | 1020 | WV-OLK | WV-OLK_13 | Little Kanawha River | WVLK | WVG416806 | 001 | 1382592400 | 1382592400 | 200 | 0 | Home Aeration Unit General
Little Kanawha River | 1021 | WV-OLK-11 | WV-OLK-11_01 | Jackson Run | WVLK-5 | WVG416110 | 001 | 1382592400 | 1382592400 | 200 | 0 | Home Aeration Unit General
Little Kanawha River | 1022 | WV-OLK | WV-OLK_13 | Little Kanawha River | WVLK | WVG415714 | 001 | 1382592400 | 1382592400 | 200 | 0 | Home Aeration Unit General
Tygart Creek | 1024 | WV-OLK-14-G | WV-OLK-14-G_01 | Badgley Fork | WVLK-6-A | WVG410124 | 001 | 1382592400 | 1382592400 | 200 | 0 | Home Aeration Unit General
Tygart Creek | 1024 | WV-OLK-14-G | WV-OLK-14-G_01 | Badgley Fork | WVLK-6-A | WVG410500 | 001 | 1382592400 | 1382592400 | 200 | 0 | Home Aeration Unit General
Tygart Creek | 1024 | WV-OLK-14-G | WV-OLK-14-G_01 | Badgley Fork | WVLK-6-A | WVG410658 | 001 | 1382592400 | 1382592400 | 200 | 0 | Home Aeration Unit General
Tygart Creek | 1024 | WV-OLK-14-G | WV-OLK-14-G_01 | Badgley Fork | WVLK-6-A | WVG412461 | 001 | 1382592400 | 1382592400 | 200 | 0 | Home Aeration Unit General
Tygart Creek | 1024 | WV-OLK-14-G | WV-OLK-14-G_01 | Badgley Fork | WVLK-6-A | WVG413419 | 001 | 1382592400 | 1382592400 | 200 | 0 | Home Aeration Unit General
Tygart Creek | 1024 | WV-OLK-14-G | WV-OLK-14-G_01 | Badgley Fork | WVLK-6-A | WVG413555 | 001 | 1382592400 | 1382592400 | 200 | 0 | Home Aeration Unit General
Tygart Creek | 1024 | WV-OLK-14-G | WV-OLK-14-G_01 | Badgley Fork | WVLK-6-A | WVG414311 | 001 | 1382592400 | 1382592400 | 200 | 0 | Home Aeration Unit General
Tygart Creek | 1024 | WV-OLK-14-G | WV-OLK-14-G_01 | Badgley Fork | WVLK-6-A | WVG414999 | 001 | 1382592400 | 1382592400 | 200 | 0 | Home Aeration Unit General
Tygart Creek | 1024 | WV-OLK-14-G | WV-OLK-14-G_01 | Badgley Fork | WVLK-6-A | WVG415709 | 001 | 1382592400 | 1382592400 | 200 | 0 | Home Aeration Unit General
Tygart Creek | 1024 | WV-OLK-14-G | WV-OLK-14-G_01 | Badgley Fork | WVLK-6-A | WVG416097 | 001 | 1382592400 | 1382592400 | 200 | 0 | Home Aeration Unit General
Tygart Creek | 1024 | WV-OLK-14-G | WV-OLK-14-G_01 | Badgley Fork | WVLK-6-A | WVG416427 | 001 | 1382592400 | 1382592400 | 200 | 0 | Home Aeration Unit General
Tygart Creek | 1024 | WV-OLK-14-G | WV-OLK-14-G_01 | Badgley Fork | WVLK-6-A | WVG416584 | 001 | 1382592400 | 1382592400 | 200 | 0 | Home Aeration Unit General
Tygart Creek | 1026 | WV-OLK-14-H | WV-OLK-14-H_01 | Sams Creek | WVLK-6-B | WVG410672 | 001 | 1382592400 | 1382592400 | 200 | 0 | Home Aeration Unit General
Tygart Creek | 1026 | WV-OLK-14-H | WV-OLK-14-H_01 | Sams Creek | WVLK-6-B | WVG416529 | 001 | 1382592400 | 1382592400 | 200 | 0 | Home Aeration Unit General
Tygart Creek | 1026 | WV-OLK-14-H | WV-OLK-14-H_01 | Sams Creek | WVLK-6-B | WVG416713 | 001 | 1382592400 | 1382592400 | 200 | 0 | Home Aeration Unit General
Tygart Creek | 1028 | WV-OLK-14-I | WV-OLK-14-I_02 | Little Tygart Creek | WVLK-6-C | WVG550784 | 001 | 18526738600 | 18526738600 | 200 | 0 | Sewage General
Tygart Creek | 1029 | WV-OLK-14-I-5 | WV-OLK-14-I-5_01 | Lockhart Run | WVLK-6-C-1 | WVG413384 | 001 | 1382592400 | 1382592400 | 200 | 0 | Home Aeration Unit General
Tygart Creek | 1029 | WV-OLK-14-I-5 | WV-OLK-14-I-5_01 | Lockhart Run | WVLK-6-C-1 | WVG414707 | 001 | 1382592400 | 1382592400 | 200 | 0 | Home Aeration Unit General
Tygart Creek | 1029 | WV-OLK-14-I-5 | WV-OLK-14-I-5_01 | Lockhart Run | WVLK-6-C-1 | WVG414960 | 001 | 1659110900 | 1659110900 | 200 | 0 | Home Aeration Unit General
Tygart Creek | 1029 | WV-OLK-14-I-5 | WV-OLK-14-I-5_01 | Lockhart Run | WVLK-6-C-1 | WVG415971 | 001 | 1382592400 | 1382592400 | 200 | 0 | Home Aeration Unit General
Tygart Creek | 1029 | WV-OLK-14-I-5 | WV-OLK-14-I-5_01 | Lockhart Run | WVLK-6-C-1 | WVG416069 | 001 | 1382592400 | 1382592400 | 200 | 0 | Home Aeration Unit General
Tygart Creek | 1029 | WV-OLK-14-I-5 | WV-OLK-14-I-5_01 | Lockhart Run | WVLK-6-C-1 | WVG416070 | 001 | 1382592400 | 1382592400 | 200 | 0 | Home Aeration Unit General
Tygart Creek | 1029 | WV-OLK-14-I-5 | WV-OLK-14-I-5_01 | Lockhart Run | WVLK-6-C-1 | WVG416701 | 001 | 1382592400 | 1382592400 | 200 | 0 | Home Aeration Unit General
Tygart Creek | 1030 | WV-OLK-14-I | WV-OLK-14-I_01 | Little Tygart Creek | WVLK-6-C | WVG410661 | 001 | 1382592400 | 1382592400 | 200 | 0 | Home Aeration Unit General
Tygart Creek | 1030 | WV-OLK-14-I | WV-OLK-14-I_01 | Little Tygart Creek | WVLK-6-C | WVG411690 | 001 | 1382592400 | 1382592400 | 200 | 0 | Home Aeration Unit General
Tygart Creek | 1030 | WV-OLK-14-I | WV-OLK-14-I_01 | Little Tygart Creek | WVLK-6-C | WVG416261 | 001 | 1382592400 | 1382592400 | 200 | 0 | Home Aeration Unit General
Tygart Creek | 1030 | WV-OLK-14-I | WV-OLK-14-I_01 | Little Tygart Creek | WVLK-6-C | WVG416269 | 001 | 1382592400 | 1382592400 | 200 | 0 | Home Aeration Unit General
Tygart Creek | 1030 | WV-OLK-14-I | WV-OLK-14-I_01 | Little Tygart Creek | WVLK-6-C | WVG416650 | 001 | 1382592400 | 1382592400 | 200 | 0 | Home Aeration Unit General
Tygart Creek | 1031 | WV-OLK-14 | WV-OLK-14_03 | Tygart Creek | WVLK-6 | WVG412618 | 001 | 1382592400 | 1382592400 | 200 | 0 | Home Aeration Unit General
Tygart Creek | 1031 | WV-OLK-14 | WV-OLK-14_03 | Tygart Creek | WVLK-6 | WVG415903 | 001 | 1382592400 | 1382592400 | 200 | 0 | Home Aeration Unit General
Tygart Creek | 1031 | WV-OLK-14 | WV-OLK-14_03 | Tygart Creek | WVLK-6 | WVG415904 | 001 | 1382592400 | 1382592400 | 200 | 0 | Home Aeration Unit General
Tygart Creek | 1032 | WV-OLK-14-L | WV-OLK-14-L_01 | Sugarcamp Run | WVLK-6-D | WVG410462 | 001 | 1382592400 | 1382592400 | 200 | 0 | Home Aeration Unit General
Tygart Creek | 1032 | WV-OLK-14-L | WV-OLK-14-L_01 | Sugarcamp Run | WVLK-6-D | WVG413941 | 001 | 1382592400 | 1382592400 | 200 | 0 | Home Aeration Unit General
Tygart Creek | 1032 | WV-OLK-14-L | WV-OLK-14-L_01 | Sugarcamp Run | WVLK-6-D | WVG414962 | 001 | 1382592400 | 1382592400 | 200 | 0 | Home Aeration Unit General
Tygart Creek | 1032 | WV-OLK-14-L | WV-OLK-14-L_01 | Sugarcamp Run | WVLK-6-D | WVG416821 | 001 | 1382592400 | 1382592400 | 200 | 0 | Home Aeration Unit General
Tygart Creek | 1035 | WV-OLK-14 | WV-OLK-14_03 | Tygart Creek | WVLK-6 | WVG410282 | 001 | 1659110900 | 1659110900 | 200 | 0 | Home Aeration Unit General
Tygart Creek | 1035 | WV-OLK-14 | WV-OLK-14_03 | Tygart Creek | WVLK-6 | WVG412434 | 001 | 1382592400 | 1382592400 | 200 | 0 | Home Aeration Unit General
Tygart Creek | 1035 | WV-OLK-14 | WV-OLK-14_03 | Tygart Creek | WVLK-6 | WVG413681 | 001 | 1382592400 | 1382592400 | 200 | 0 | Home Aeration Unit General
Tygart Creek | 1035 | WV-OLK-14 | WV-OLK-14_03 | Tygart Creek | WVLK-6 | WVG415679 | 001 | 1382592400 | 1382592400 | 200 | 0 | Home Aeration Unit General
Tygart Creek | 1036 | WV-OLK-14-W | WV-OLK-14-W_01 | Buck Run | WVLK-6-G | WVG415759 | 001 | 1382592400 | 1382592400 | 200 | 0 | Home Aeration Unit General
Tygart Creek | 1037 | WV-OLK-14 | WV-OLK-14_01 | Tygart Creek | WVLK-6 | WVG412506 | 001 | 1382592400 | 1382592400 | 200 | 0 | Home Aeration Unit General
Tygart Creek | 1037 | WV-OLK-14 | WV-OLK-14_01 | Tygart Creek | WVLK-6 | WVG412789 | 001 | 1382592400 | 1382592400 | 200 | 0 | Home Aeration Unit General
Tygart Creek | 1037 | WV-OLK-14 | WV-OLK-14_01 | Tygart Creek | WVLK-6 | WVG414641 | 001 | 1382592400 | 1382592400 | 200 | 0 | Home Aeration Unit General
Tygart Creek | 1039 | WV-OLK-14 | WV-OLK-14_01 | Tygart Creek | WVLK-6 | WVG410812 | 001 | 1659110900 | 1659110900 | 200 | 0 | Home Aeration Unit General
Tygart Creek | 1039 | WV-OLK-14 | WV-OLK-14_01 | Tygart Creek | WVLK-6 | WVG416096 | 001 | 1382592400 | 1382592400 | 200 | 0 | Home Aeration Unit General
Tygart Creek | 1040 | WV-OLK-14-AJ | WV-OLK-14-AJ_01 | Rockcamp Run | WVLK-6-J | WVG410398 | 001 | 1659110900 | 1659110900 | 200 | 0 | Home Aeration Unit General
Tygart Creek | 1041 | WV-OLK-14 | WV-OLK-14_01 | Tygart Creek | WVLK-6 | WVG413894 | 001 | 1382592400 | 1382592400 | 200 | 0 | Home Aeration Unit General
Tygart Creek | 1041 | WV-OLK-14 | WV-OLK-14_01 | Tygart Creek | WVLK-6 | WVG415591 | 001 | 1382592400 | 1382592400 | 200 | 0 | Home Aeration Unit General
Tygart Creek | 1041 | WV-OLK-14 | WV-OLK-14_01 | Tygart Creek | WVLK-6 | WVG415731 | 001 | 1382592400 | 1382592400 | 200 | 0 | Home Aeration Unit General
Little Kanawha River | 1042 | WV-OLK | WV-OLK_13 | Little Kanawha River | WVLK | WV0081141 | 001 | 1659110920700 | 1659110920700 | 200 | 0 | Mineral Wells PSD
Little Kanawha River | 1042 | WV-OLK | WV-OLK_13 | Little Kanawha River | WVLK | WVG414813 | 001 | 1382592400 | 1382592400 | 200 | 0 | Home Aeration Unit General
Little Kanawha River | 1042 | WV-OLK | WV-OLK_13 | Little Kanawha River | WVLK | WVG414835 | 001 | 1382592400 | 1382592400 | 200 | 0 | Home Aeration Unit General
Little Kanawha River | 1042 | WV-OLK | WV-OLK_13 | Little Kanawha River | WVLK | WVG415163 | 001 | 1382592400 | 1382592400 | 200 | 0 | Home Aeration Unit General
Little Kanawha River | 1042 | WV-OLK | WV-OLK_13 | Little Kanawha River | WVLK | WVG415506 | 001 | 1382592400 | 1382592400 | 200 | 0 | Home Aeration Unit General
Little Kanawha River | 1042 | WV-OLK | WV-OLK_13 | Little Kanawha River | WVLK | WVG415991 | 001 | 1382592400 | 1382592400 | 200 | 0 | Home Aeration Unit General
Little Kanawha River | 1042 | WV-OLK | WV-OLK_13 | Little Kanawha River | WVLK | WVG416515 | 001 | 1382592400 | 1382592400 | 200 | 0 | Home Aeration Unit General
Little Kanawha River | 1042 | WV-OLK | WV-OLK_13 | Little Kanawha River | WVLK | WVG550831 | 001 | 10231184000 | 10231184000 | 200 | 0 | Sewage General
Stillwell Creek | 1044 | WV-OLK-19-A | WV-OLK-19-A_01 | Little Stillwell Creek | WVLK-7-A | WVG410749 | 001 | 1382592400 | 1382592400 | 200 | 0 | Home Aeration Unit General
Stillwell Creek | 1045 | WV-OLK-19 | WV-OLK-19_03 | Stillwell Creek | WVLK-7 | WVG412678 | 001 | 1382592400 | 1382592400 | 200 | 0 | Home Aeration Unit General
Stillwell Creek | 1045 | WV-OLK-19 | WV-OLK-19_03 | Stillwell Creek | WVLK-7 | WVG415381 | 001 | 1382592400 | 1382592400 | 200 | 0 | Home Aeration Unit General
Stillwell Creek | 1046 | WV-OLK-19 | WV-OLK-19_03 | Stillwell Creek | WVLK-7 | WVG410038 | 001 | 1382592400 | 1382592400 | 200 | 0 | Home Aeration Unit General
Stillwell Creek | 1046 | WV-OLK-19 | WV-OLK-19_03 | Stillwell Creek | WVLK-7 | WVG413936 | 001 | 1382592400 | 1382592400 | 200 | 0 | Home Aeration Unit General
Stillwell Creek | 1046 | WV-OLK-19 | WV-OLK-19_03 | Stillwell Creek | WVLK-7 | WVG415750 | 001 | 1382592400 | 1382592400 | 200 | 0 | Home Aeration Unit General
Stillwell Creek | 1047 | WV-OLK-19-C | WV-OLK-19-C_01 | Left Fork/Stillwell Creek | WVLK-7-B | WVG410016 | 001 | 1382592400 | 1382592400 | 200 | 0 | Home Aeration Unit General
Stillwell Creek | 1047 | WV-OLK-19-C | WV-OLK-19-C_01 | Left Fork/Stillwell Creek | WVLK-7-B | WVG410511 | 001 | 1382592400 | 1382592400 | 200 | 0 | Home Aeration Unit General
Stillwell Creek | 1047 | WV-OLK-19-C | WV-OLK-19-C_01 | Left Fork/Stillwell Creek | WVLK-7-B | WVG411703 | 001 | 1382592400 | 1382592400 | 200 | 0 | Home Aeration Unit General
Stillwell Creek | 1047 | WV-OLK-19-C | WV-OLK-19-C_01 | Left Fork/Stillwell Creek | WVLK-7-B | WVG415638 | 001 | 1382592400 | 1382592400 | 200 | 0 | Home Aeration Unit General
Stillwell Creek | 1047 | WV-OLK-19-C | WV-OLK-19-C_01 | Left Fork/Stillwell Creek | WVLK-7-B | WVG415986 | 001 | 1382592400 | 1382592400 | 200 | 0 | Home Aeration Unit General
Stillwell Creek | 1047 | WV-OLK-19-C | WV-OLK-19-C_01 | Left Fork/Stillwell Creek | WVLK-7-B | WVG416004 | 001 | 1382592400 | 1382592400 | 200 | 0 | Home Aeration Unit General
Stillwell Creek | 1047 | WV-OLK-19-C | WV-OLK-19-C_01 | Left Fork/Stillwell Creek | WVLK-7-B | WVG416195 | 001 | 1382592400 | 1382592400 | 200 | 0 | Home Aeration Unit General
Stillwell Creek | 1047 | WV-OLK-19-C | WV-OLK-19-C_01 | Left Fork/Stillwell Creek | WVLK-7-B | WVG416213 | 001 | 1382592400 | 1382592400 | 200 | 0 | Home Aeration Unit General
Stillwell Creek | 1047 | WV-OLK-19-C | WV-OLK-19-C_01 | Left Fork/Stillwell Creek | WVLK-7-B | WVG416338 | 001 | 1382592400 | 1382592400 | 200 | 0 | Home Aeration Unit General
Stillwell Creek | 1047 | WV-OLK-19-C | WV-OLK-19-C_01 | Left Fork/Stillwell Creek | WVLK-7-B | WVG416753 | 001 | 1382592400 | 1382592400 | 200 | 0 | Home Aeration Unit General
Stillwell Creek | 1047 | WV-OLK-19-C | WV-OLK-19-C_01 | Left Fork/Stillwell Creek | WVLK-7-B | WVG550490 | 001 | 1548503500 | 1548503500 | 200 | 0 | Sewage General
Stillwell Creek | 1047 | WV-OLK-19-C | WV-OLK-19-C_01 | Left Fork/Stillwell Creek | WVLK-7-B | WVG550875 | 001 | 2765184900 | 2765184900 | 200 | 0 | Sewage General
Stillwell Creek | 1048 | WV-OLK-19 | WV-OLK-19_03 | Stillwell Creek | WVLK-7 | WVG414561 | 001 | 1382592400 | 1382592400 | 200 | 0 | Home Aeration Unit General
Stillwell Creek | 1048 | WV-OLK-19 | WV-OLK-19_03 | Stillwell Creek | WVLK-7 | WVG415852 | 001 | 1382592400 | 1382592400 | 200 | 0 | Home Aeration Unit General
Stillwell Creek | 1050 | WV-OLK-19 | WV-OLK-19_02 | Stillwell Creek | WVLK-7 | WVG411572 | 001 | 1382592400 | 1382592400 | 200 | 0 | Home Aeration Unit General
Stillwell Creek | 1050 | WV-OLK-19 | WV-OLK-19_02 | Stillwell Creek | WVLK-7 | WVG412489 | 001 | 1382592400 | 1382592400 | 200 | 0 | Home Aeration Unit General
Stillwell Creek | 1050 | WV-OLK-19 | WV-OLK-19_02 | Stillwell Creek | WVLK-7 | WVG412892 | 001 | 1382592400 | 1382592400 | 200 | 0 | Home Aeration Unit General
Stillwell Creek | 1050 | WV-OLK-19 | WV-OLK-19_02 | Stillwell Creek | WVLK-7 | WVG413833 | 001 | 1382592400 | 1382592400 | 200 | 0 | Home Aeration Unit General
Stillwell Creek | 1050 | WV-OLK-19 | WV-OLK-19_02 | Stillwell Creek | WVLK-7 | WVG413918 | 001 | 1382592400 | 1382592400 | 200 | 0 | Home Aeration Unit General
Stillwell Creek | 1050 | WV-OLK-19 | WV-OLK-19_02 | Stillwell Creek | WVLK-7 | WVG414613 | 001 | 1382592400 | 1382592400 | 200 | 0 | Home Aeration Unit General
Stillwell Creek | 1050 | WV-OLK-19 | WV-OLK-19_02 | Stillwell Creek | WVLK-7 | WVG415425 | 001 | 1659110900 | 1659110900 | 200 | 0 | Home Aeration Unit General
Stillwell Creek | 1050 | WV-OLK-19 | WV-OLK-19_02 | Stillwell Creek | WVLK-7 | WVG415676 | 001 | 1382592400 | 1382592400 | 200 | 0 | Home Aeration Unit General
Stillwell Creek | 1050 | WV-OLK-19 | WV-OLK-19_02 | Stillwell Creek | WVLK-7 | WVG416678 | 001 | 1382592400 | 1382592400 | 200 | 0 | Home Aeration Unit General
Stillwell Creek | 1051 | WV-OLK-19-P | WV-OLK-19-P_01 | North Fork/Stillwell Creek | WVLK-7-F | WVG416640 | 001 | 1659110900 | 1659110900 | 200 | 0 | Home Aeration Unit General
Stillwell Creek | 1052 | WV-OLK-19 | WV-OLK-19_01 | Stillwell Creek | WVLK-7 | WVG410185 | 001 | 1382592400 | 1382592400 | 200 | 0 | Home Aeration Unit General
Little Kanawha River | 1053 | WV-OLK | WV-OLK_13 | Little Kanawha River | WVLK | WVG410309 | 001 | 1382592400 | 1382592400 | 200 | 0 | Home Aeration Unit General
Little Kanawha River | 1053 | WV-OLK | WV-OLK_13 | Little Kanawha River | WVLK | WVG411982 | 001 | 1659110900 | 1659110900 | 200 | 0 | Home Aeration Unit General
Little Kanawha River | 1053 | WV-OLK | WV-OLK_13 | Little Kanawha River | WVLK | WVG413845 | 001 | 1382592400 | 1382592400 | 200 | 0 | Home Aeration Unit General
Little Kanawha River | 1053 | WV-OLK | WV-OLK_13 | Little Kanawha River | WVLK | WVG416751 | 001 | 1382592400 | 1382592400 | 200 | 0 | Home Aeration Unit General
Little Kanawha River | 1053 | WV-OLK | WV-OLK_13 | Little Kanawha River | WVLK | WVG550625 | 001 | 30417033500 | 30417033500 | 200 | 0 | Sewage General
Walker Creek | 1054 | WV-OLK-22 | WV-OLK-22_04 | Walker Creek | WVLK-10 | WVG411157 | 001 | 1382592400 | 1382592400 | 200 | 0 | Home Aeration Unit General
Walker Creek | 1055 | WV-OLK-22-A | WV-OLK-22-A_01 | Kites Run | WVLK-10-A | WVG416190 | 001 | 1382592400 | 1382592400 | 200 | 0 | Home Aeration Unit General
Walker Creek | 1056 | WV-OLK-22 | WV-OLK-22_04 | Walker Creek | WVLK-10 | WVG411666 | 001 | 1382592400 | 1382592400 | 200 | 0 | Home Aeration Unit General
Walker Creek | 1058 | WV-OLK-22 | WV-OLK-22_03 | Walker Creek | WVLK-10 | WVG410649 | 001 | 1382592400 | 1382592400 | 200 | 0 | Home Aeration Unit General
Walker Creek | 1060 | WV-OLK-22_(OLK-L4-073) | WV-OLK-22_(OLK-L4-073) | Walker Creek (MOUNTWOOD PARK LAKE) | WVLK-10 | WV0045616 | 001 | 583454007100 | 583454007100 | 200 | 0 | Mountwood Park WWTP
Little Kanawha River | 1062 | WV-OLK | WV-OLK_13 | Little Kanawha River | WVLK | WVG410026 | 001 | 1382592400 | 1382592400 | 200 | 0 | Home Aeration Unit General
Little Kanawha River | 1062 | WV-OLK | WV-OLK_13 | Little Kanawha River | WVLK | WVG413926 | 001 | 1382592400 | 1382592400 | 200 | 0 | Home Aeration Unit General
Little Kanawha River | 1062 | WV-OLK | WV-OLK_13 | Little Kanawha River | WVLK | WVG413927 | 001 | 1382592400 | 1382592400 | 200 | 0 | Home Aeration Unit General
Little Kanawha River | 1062 | WV-OLK | WV-OLK_13 | Little Kanawha River | WVLK | WVG414027 | 001 | 1382592400 | 1382592400 | 200 | 0 | Home Aeration Unit General
Little Kanawha River | 1062 | WV-OLK | WV-OLK_13 | Little Kanawha River | WVLK | WVG415631 | 001 | 1659110900 | 1659110900 | 200 | 0 | Home Aeration Unit General
Little Kanawha River | 1062 | WV-OLK | WV-OLK_13 | Little Kanawha River | WVLK | WVG415905 | 001 | 1382592400 | 1382592400 | 200 | 0 | Home Aeration Unit General
Little Kanawha River | 1062 | WV-OLK | WV-OLK_13 | Little Kanawha River | WVLK | WVG416001 | 001 | 1382592400 | 1382592400 | 200 | 0 | Home Aeration Unit General
Little Kanawha River | 1062 | WV-OLK | WV-OLK_13 | Little Kanawha River | WVLK | WVG416575 | 001 | 1382592400 | 1382592400 | 200 | 0 | Home Aeration Unit General
Little Kanawha River | 1062 | WV-OLK | WV-OLK_13 | Little Kanawha River | WVLK | WVG416623 | 001 | 1382592400 | 1382592400 | 200 | 0 | Home Aeration Unit General
Little Kanawha River | 1062 | WV-OLK | WV-OLK_13 | Little Kanawha River | WVLK | WVG416737 | 001 | 1382592400 | 1382592400 | 200 | 0 | Home Aeration Unit General
Slate Creek | 1063 | WV-OLK-25 | WV-OLK-25_03 | Slate Creek | WVLK-11 | WVG415485 | 001 | 1382592400 | 1382592400 | 200 | 0 | Home Aeration Unit General
Slate Creek | 1064 | WV-OLK-25-B | WV-OLK-25-B_01 | Road Run | WVLK-11-B | WVG415788 | 001 | 1382592400 | 1382592400 | 200 | 0 | Home Aeration Unit General
Slate Creek | 1069 | WV-OLK-25 | WV-OLK-25_01 | Slate Creek | WVLK-11 | WVG415964 | 001 | 1382592400 | 1382592400 | 200 | 0 | Home Aeration Unit General
Little Kanawha River | 1072 | WV-OLK | WV-OLK_13 | Little Kanawha River | WVLK | WVG410005 | 001 | 1382592400 | 1382592400 | 200 | 0 | Home Aeration Unit General
Little Kanawha River | 1072 | WV-OLK | WV-OLK_13 | Little Kanawha River | WVLK | WVG550234 | 001 | 12443331900 | 12443331900 | 200 | 0 | Sewage General
Little Kanawha River | 1073 | WV-OLK | WV-OLK_12 | Little Kanawha River | WVLK | WV0043991 | 004 | 276518486800 | 276518486800 | 200 | 0 | Claywood Park PSD
Little Kanawha River | 1073 | WV-OLK | WV-OLK_12 | Little Kanawha River | WVLK | WVG415972 | 001 | 1382592400 | 1382592400 | 200 | 0 | Home Aeration Unit General
Little Kanawha River | 1073 | WV-OLK | WV-OLK_12 | Little Kanawha River | WVLK | WVG551061 | 001 | 138259243400 | 138259243400 | 200 | 0 | Sewage General
Little Kanawha River | 1075 | WV-OLK | WV-OLK_12 | Little Kanawha River | WVLK | WVG411730 | 001 | 1382592400 | 1382592400 | 200 | 0 | Home Aeration Unit General
Little Kanawha River | 1075 | WV-OLK | WV-OLK_12 | Little Kanawha River | WVLK | WVG415422 | 001 | 1382592400 | 1382592400 | 200 | 0 | Home Aeration Unit General
Little Kanawha River | 1075 | WV-OLK | WV-OLK_12 | Little Kanawha River | WVLK | WVG416127 | 001 | 1382592400 | 1382592400 | 200 | 0 | Home Aeration Unit General
Little Kanawha River | 1075 | WV-OLK | WV-OLK_12 | Little Kanawha River | WVLK | WVG416404 | 001 | 1382592400 | 1382592400 | 200 | 0 | Home Aeration Unit General
Little Kanawha River | 1075 | WV-OLK | WV-OLK_12 | Little Kanawha River | WVLK | WVG416563 | 001 | 1382592400 | 1382592400 | 200 | 0 | Home Aeration Unit General
Little Kanawha River | 1076 | WV-OLK-37 | WV-OLK-37_01 | Grieves Run | WVLK-19 | WVG416782 | 001 | 1382592400 | 1382592400 | 200 | 0 | Home Aeration Unit General
Little Kanawha River | 1077 | WV-OLK | WV-OLK_12 | Little Kanawha River | WVLK | WVG410311 | 001 | 1382592400 | 1382592400 | 200 | 0 | Home Aeration Unit General
Little Kanawha River | 1077 | WV-OLK | WV-OLK_12 | Little Kanawha River | WVLK | WVG415957 | 001 | 1382592400 | 1382592400 | 200 | 0 | Home Aeration Unit General
Standingstone Creek | 1078 | WV-OLK-39 | WV-OLK-39_03 | Standingstone Creek | WVLK-21 | WVG410906 | 001 | 1382592400 | 1382592400 | 200 | 0 | Home Aeration Unit General
Standingstone Creek | 1078 | WV-OLK-39 | WV-OLK-39_03 | Standingstone Creek | WVLK-21 | WVG410913 | 001 | 1382592400 | 1382592400 | 200 | 0 | Home Aeration Unit General
Standingstone Creek | 1078 | WV-OLK-39 | WV-OLK-39_03 | Standingstone Creek | WVLK-21 | WVG413510 | 001 | 1382592400 | 1382592400 | 200 | 0 | Home Aeration Unit General
Standingstone Creek | 1079 | WV-OLK-39-B | WV-OLK-39-B_01 | Parish Fork | WVLK-21-A | WVG410297 | 001 | 1659110900 | 1659110900 | 200 | 0 | Home Aeration Unit General
Standingstone Creek | 1079 | WV-OLK-39-B | WV-OLK-39-B_01 | Parish Fork | WVLK-21-A | WVG415228 | 001 | 1382592400 | 1382592400 | 200 | 0 | Home Aeration Unit General
Standingstone Creek | 1080 | WV-OLK-39 | WV-OLK-39_03 | Standingstone Creek | WVLK-21 | WVG415772 | 001 | 1382592400 | 1382592400 | 200 | 0 | Home Aeration Unit General
Standingstone Creek | 1081 | WV-OLK-39-D | WV-OLK-39-D_01 | Oil Rock Run | WVLK-21-B | WVG416087 | 001 | 1382592400 | 1382592400 | 200 | 0 | Home Aeration Unit General
Little Kanawha River | 1087 | WV-OLK | WV-OLK_12 | Little Kanawha River | WVLK | WVG410236 | 001 | 1382592400 | 1382592400 | 200 | 0 | Home Aeration Unit General
Little Kanawha River | 1087 | WV-OLK | WV-OLK_12 | Little Kanawha River | WVLK | WVG415344 | 001 | 1382592400 | 1382592400 | 200 | 0 | Home Aeration Unit General
Little Kanawha River | 1087 | WV-OLK | WV-OLK_12 | Little Kanawha River | WVLK | WVG415678 | 001 | 1382592400 | 1382592400 | 200 | 0 | Home Aeration Unit General
Little Kanawha River | 1087 | WV-OLK | WV-OLK_12 | Little Kanawha River | WVLK | WVG416752 | 001 | 1382592400 | 1382592400 | 200 | 0 | Home Aeration Unit General
Tucker Creek | 1089 | WV-OLK-43-C | WV-OLK-43-C_01 | Horse Run | WVLK-23-A | WVG415998 | 001 | 1382592400 | 1382592400 | 200 | 0 | Home Aeration Unit General
Tucker Creek | 1090 | WV-OLK-43 | WV-OLK-43_02 | Tucker Creek | WVLK-23 | WVG413576 | 001 | 1382592400 | 1382592400 | 200 | 0 | Home Aeration Unit General
Tucker Creek | 1090 | WV-OLK-43 | WV-OLK-43_02 | Tucker Creek | WVLK-23 | WVG415792 | 001 | 1382592400 | 1382592400 | 200 | 0 | Home Aeration Unit General
Tucker Creek | 1090 | WV-OLK-43 | WV-OLK-43_02 | Tucker Creek | WVLK-23 | WVG416567 | 001 | 1382592400 | 1382592400 | 200 | 0 | Home Aeration Unit General
Tucker Creek | 1093 | WV-OLK-43-H | WV-OLK-43-H_01 | Ballard Run | WVLK-23-D | WVG413573 | 001 | 1382592400 | 1382592400 | 200 | 0 | Home Aeration Unit General
Tucker Creek | 1094 | WV-OLK-43 | WV-OLK-43_01 | Tucker Creek | WVLK-23 | WVG411705 | 001 | 1382592400 | 1382592400 | 200 | 0 | Home Aeration Unit General
Tucker Creek | 1094 | WV-OLK-43 | WV-OLK-43_01 | Tucker Creek | WVLK-23 | WVG415558 | 001 | 1382592400 | 1382592400 | 200 | 0 | Home Aeration Unit General
Tucker Creek | 1094 | WV-OLK-43 | WV-OLK-43_01 | Tucker Creek | WVLK-23 | WVG416115 | 001 | 1382592400 | 1382592400 | 200 | 0 | Home Aeration Unit General
Little Kanawha River | 1095 | WV-OLK | WV-OLK_12 | Little Kanawha River | WVLK | WV0041505 | 001 | 414777730200 | 414777730200 | 200 | 0 | Town of Elizabeth
Little Kanawha River | 1095 | WV-OLK | WV-OLK_12 | Little Kanawha River | WVLK | WVG415014 | 001 | 1382592400 | 1382592400 | 200 | 0 | Home Aeration Unit General
Little Kanawha River | 1095 | WV-OLK | WV-OLK_12 | Little Kanawha River | WVLK | WVG416628 | 001 | 1382592400 | 1382592400 | 200 | 0 | Home Aeration Unit General
Little Kanawha River | 1096 | WV-OLK-44 | WV-OLK-44_01 | Two Ripple Run | WVLK-24 | WVG410386 | 001 | 1659110900 | 1659110900 | 200 | 0 | Home Aeration Unit General
Little Kanawha River | 1096 | WV-OLK-44 | WV-OLK-44_01 | Two Ripple Run | WVLK-24 | WVG413774 | 001 | 1382592400 | 1382592400 | 200 | 0 | Home Aeration Unit General
Little Kanawha River | 1096 | WV-OLK-44 | WV-OLK-44_01 | Two Ripple Run | WVLK-24 | WVG416611 | 001 | 1382592400 | 1382592400 | 200 | 0 | Home Aeration Unit General
Little Kanawha River | 1097 | WV-OLK | WV-OLK_12 | Little Kanawha River | WVLK | WVG410507 | 001 | 1382592400 | 1382592400 | 200 | 0 | Home Aeration Unit General
Little Kanawha River | 1097 | WV-OLK | WV-OLK_12 | Little Kanawha River | WVLK | WVG412410 | 001 | 1382592400 | 1382592400 | 200 | 0 | Home Aeration Unit General
Little Kanawha River | 1097 | WV-OLK | WV-OLK_12 | Little Kanawha River | WVLK | WVG414755 | 001 | 1382592400 | 1382592400 | 200 | 0 | Home Aeration Unit General
Little Kanawha River | 1097 | WV-OLK | WV-OLK_12 | Little Kanawha River | WVLK | WVG415661 | 001 | 1382592400 | 1382592400 | 200 | 0 | Home Aeration Unit General
Little Kanawha River | 1097 | WV-OLK | WV-OLK_12 | Little Kanawha River | WVLK | WVG415755 | 001 | 1382592400 | 1382592400 | 200 | 0 | Home Aeration Unit General
Little Kanawha River | 1097 | WV-OLK | WV-OLK_12 | Little Kanawha River | WVLK | WVG415771 | 001 | 1382592400 | 1382592400 | 200 | 0 | Home Aeration Unit General
Little Kanawha River | 1097 | WV-OLK | WV-OLK_12 | Little Kanawha River | WVLK | WVG415898 | 001 | 1382592400 | 1382592400 | 200 | 0 | Home Aeration Unit General
Little Kanawha River | 1097 | WV-OLK | WV-OLK_12 | Little Kanawha River | WVLK | WVG415965 | 001 | 1382592400 | 1382592400 | 200 | 0 | Home Aeration Unit General
Little Kanawha River | 1097 | WV-OLK | WV-OLK_12 | Little Kanawha River | WVLK | WVG416122 | 001 | 1659110900 | 1659110900 | 200 | 0 | Home Aeration Unit General
Reedy Creek | 1098 | WV-OLK-45 | WV-OLK-45_06 | Reedy Creek | WVLK-25 | WVG413112 | 001 | 1382592400 | 1382592400 | 200 | 0 | Home Aeration Unit General
Reedy Creek | 1099 | WV-OLK-45-C | WV-OLK-45-C_03 | Right Reedy Creek | WVLK-25-B | WVG410392 | 001 | 1382592400 | 1382592400 | 200 | 0 | Home Aeration Unit General
Reedy Creek | 1114 | WV-OLK-45 | WV-OLK-45_05 | Reedy Creek | WVLK-25 | WVG413118 | 001 | 1382592400 | 1382592400 | 200 | 0 | Home Aeration Unit General
Reedy Creek | 1120 | WV-OLK-45 | WV-OLK-45_05 | Reedy Creek | WVLK-25 | WVG410786 | 001 | 1659110900 | 1659110900 | 200 | 0 | Home Aeration Unit General
Reedy Creek | 1122 | WV-OLK-45 | WV-OLK-45_05 | Reedy Creek | WVLK-25 | WV0042692 | 001 | 55303697400 | 55303697400 | 200 | 0 | Town of Reedy
Reedy Creek | 1124 | WV-OLK-45-X-1 | WV-OLK-45-X-1_02 | Middle Fork/Reedy Creek | WVLK-25-R | WVG410231 | 001 | 1382592400 | 1382592400 | 200 | 0 | Home Aeration Unit General
Reedy Creek | 1124 | WV-OLK-45-X-1 | WV-OLK-45-X-1_02 | Middle Fork/Reedy Creek | WVLK-25-R | WVG411504 | 001 | 1382592400 | 1382592400 | 200 | 0 | Home Aeration Unit General
Reedy Creek | 1125 | WV-OLK-45-X-1-C | WV-OLK-45-X-1-C_01 | Johnson Run | WVLK-25-R-2 | WVG410870 | 001 | 1382592400 | 1382592400 | 200 | 0 | Home Aeration Unit General
Reedy Creek | 1126 | WV-OLK-45-X-1 | WV-OLK-45-X-1_02 | Middle Fork/Reedy Creek | WVLK-25-R | WVG411656 | 001 | 1382592400 | 1382592400 | 200 | 0 | Home Aeration Unit General
Reedy Creek | 1126 | WV-OLK-45-X-1 | WV-OLK-45-X-1_02 | Middle Fork/Reedy Creek | WVLK-25-R | WVG412594 | 001 | 1382592400 | 1382592400 | 200 | 0 | Home Aeration Unit General
Reedy Creek | 1126 | WV-OLK-45-X-1 | WV-OLK-45-X-1_02 | Middle Fork/Reedy Creek | WVLK-25-R | WVG413088 | 001 | 1382592400 | 1382592400 | 200 | 0 | Home Aeration Unit General
Reedy Creek | 1126 | WV-OLK-45-X-1 | WV-OLK-45-X-1_02 | Middle Fork/Reedy Creek | WVLK-25-R | WVG416149 | 001 | 1382592400 | 1382592400 | 200 | 0 | Home Aeration Unit General
Reedy Creek | 1126 | WV-OLK-45-X-1 | WV-OLK-45-X-1_02 | Middle Fork/Reedy Creek | WVLK-25-R | WVG416399 | 001 | 1382592400 | 1382592400 | 200 | 0 | Home Aeration Unit General
Reedy Creek | 1127 | WV-OLK-45-X-1 | WV-OLK-45-X-1_01 | Middle Fork/Reedy Creek | WVLK-25-R | WVG411767 | 001 | 1382592400 | 1382592400 | 200 | 0 | Home Aeration Unit General
Reedy Creek | 1127 | WV-OLK-45-X-1 | WV-OLK-45-X-1_01 | Middle Fork/Reedy Creek | WVLK-25-R | WVG411879 | 001 | 1382592400 | 1382592400 | 200 | 0 | Home Aeration Unit General
Reedy Creek | 1127 | WV-OLK-45-X-1 | WV-OLK-45-X-1_01 | Middle Fork/Reedy Creek | WVLK-25-R | WVG412824 | 001 | 1382592400 | 1382592400 | 200 | 0 | Home Aeration Unit General
Reedy Creek | 1127 | WV-OLK-45-X-1 | WV-OLK-45-X-1_01 | Middle Fork/Reedy Creek | WVLK-25-R | WVG413733 | 001 | 1382592400 | 1382592400 | 200 | 0 | Home Aeration Unit General
Reedy Creek | 1127 | WV-OLK-45-X-1 | WV-OLK-45-X-1_01 | Middle Fork/Reedy Creek | WVLK-25-R | WVG413867 | 001 | 1382592400 | 1382592400 | 200 | 0 | Home Aeration Unit General
Reedy Creek | 1127 | WV-OLK-45-X-1 | WV-OLK-45-X-1_01 | Middle Fork/Reedy Creek | WVLK-25-R | WVG413905 | 001 | 1382592400 | 1382592400 | 200 | 0 | Home Aeration Unit General
Reedy Creek | 1127 | WV-OLK-45-X-1 | WV-OLK-45-X-1_01 | Middle Fork/Reedy Creek | WVLK-25-R | WVG413943 | 001 | 1382592400 | 1382592400 | 200 | 0 | Home Aeration Unit General
Reedy Creek | 1127 | WV-OLK-45-X-1 | WV-OLK-45-X-1_01 | Middle Fork/Reedy Creek | WVLK-25-R | WVG416579 | 001 | 1382592400 | 1382592400 | 200 | 0 | Home Aeration Unit General
Reedy Creek | 1128 | WV-OLK-45-X | WV-OLK-45-X_04 | Left Fork/Reedy Creek | WVLK-25-S | WVG411573 | 001 | 1382592400 | 1382592400 | 200 | 0 | Home Aeration Unit General
Reedy Creek | 1128 | WV-OLK-45-X | WV-OLK-45-X_04 | Left Fork/Reedy Creek | WVLK-25-S | WVG411648 | 001 | 1382592400 | 1382592400 | 200 | 0 | Home Aeration Unit General
Reedy Creek | 1128 | WV-OLK-45-X | WV-OLK-45-X_04 | Left Fork/Reedy Creek | WVLK-25-S | WVG413017 | 001 | 1382592400 | 1382592400 | 200 | 0 | Home Aeration Unit General
Reedy Creek | 1128 | WV-OLK-45-X | WV-OLK-45-X_04 | Left Fork/Reedy Creek | WVLK-25-S | WVG413043 | 001 | 1382592400 | 1382592400 | 200 | 0 | Home Aeration Unit General
Reedy Creek | 1128 | WV-OLK-45-X | WV-OLK-45-X_04 | Left Fork/Reedy Creek | WVLK-25-S | WVG413545 | 001 | 1382592400 | 1382592400 | 200 | 0 | Home Aeration Unit General
Reedy Creek | 1128 | WV-OLK-45-X | WV-OLK-45-X_04 | Left Fork/Reedy Creek | WVLK-25-S | WVG414098 | 001 | 1382592400 | 1382592400 | 200 | 0 | Home Aeration Unit General
Reedy Creek | 1129 | WV-OLK-45-X-9 | WV-OLK-45-X-9_01 | Rush Run | WVLK-25-S-5 | WVG415520 | 001 | 1659110900 | 1659110900 | 200 | 0 | Home Aeration Unit General
Reedy Creek | 1131 | WV-OLK-45-X-10 | WV-OLK-45-X-10_01 | Bear Run | WVLK-25-S-6 | WVG410577 | 001 | 1382592400 | 1382592400 | 200 | 0 | Home Aeration Unit General
Reedy Creek | 1131 | WV-OLK-45-X-10 | WV-OLK-45-X-10_01 | Bear Run | WVLK-25-S-6 | WVG410717 | 001 | 1659110900 | 1659110900 | 200 | 0 | Home Aeration Unit General
Reedy Creek | 1131 | WV-OLK-45-X-10 | WV-OLK-45-X-10_01 | Bear Run | WVLK-25-S-6 | WVG416472 | 001 | 1382592400 | 1382592400 | 200 | 0 | Home Aeration Unit General
Reedy Creek | 1132 | WV-OLK-45-X | WV-OLK-45-X_03 | Left Fork/Reedy Creek | WVLK-25-S | WVG410022 | 001 | 1382592400 | 1382592400 | 200 | 0 | Home Aeration Unit General
Reedy Creek | 1134 | WV-OLK-45-X | WV-OLK-45-X_03 | Left Fork/Reedy Creek | WVLK-25-S | WVG416838 | 001 | 1382592400 | 1382592400 | 200 | 0 | Home Aeration Unit General
Reedy Creek | 1135 | WV-OLK-45-X-18 | WV-OLK-45-X-18_01 | Tucker Run | WVLK-25-S-11 | WVG411001 | 001 | 1382592400 | 1382592400 | 200 | 0 | Home Aeration Unit General
Reedy Creek | 1135 | WV-OLK-45-X-18 | WV-OLK-45-X-18_01 | Tucker Run | WVLK-25-S-11 | WVG411107 | 001 | 1382592400 | 1382592400 | 200 | 0 | Home Aeration Unit General
Reedy Creek | 1135 | WV-OLK-45-X-18 | WV-OLK-45-X-18_01 | Tucker Run | WVLK-25-S-11 | WVG411684 | 001 | 1382592400 | 1382592400 | 200 | 0 | Home Aeration Unit General
Reedy Creek | 1135 | WV-OLK-45-X-18 | WV-OLK-45-X-18_01 | Tucker Run | WVLK-25-S-11 | WVG412176 | 001 | 1382592400 | 1382592400 | 200 | 0 | Home Aeration Unit General
Reedy Creek | 1135 | WV-OLK-45-X-18 | WV-OLK-45-X-18_01 | Tucker Run | WVLK-25-S-11 | WVG415417 | 001 | 1659110900 | 1659110900 | 200 | 0 | Home Aeration Unit General
Reedy Creek | 1136 | WV-OLK-45-X | WV-OLK-45-X_02 | Left Fork/Reedy Creek | WVLK-25-S | WVG416086 | 001 | 1382592400 | 1382592400 | 200 | 0 | Home Aeration Unit General
Reedy Creek | 1138 | WV-OLK-45-X | WV-OLK-45-X_01 | Left Fork/Reedy Creek | WVLK-25-S | WVG416340 | 001 | 1659110900 | 1659110900 | 200 | 0 | Home Aeration Unit General
Reedy Creek | 1138 | WV-OLK-45-X | WV-OLK-45-X_01 | Left Fork/Reedy Creek | WVLK-25-S | WVG416761 | 001 | 1382592400 | 1382592400 | 200 | 0 | Home Aeration Unit General
Reedy Creek | 1140 | WV-OLK-45-Y-2 | WV-OLK-45-Y-2_01 | Seaman Fork | WVLK-25-Q-1 | WVG415029 | 001 | 1382592400 | 1382592400 | 200 | 0 | Home Aeration Unit General
Reedy Creek | 1141 | WV-OLK-45-Y | WV-OLK-45-Y_01 | Right Fork/Reedy Creek | WVLK-25-Q | WVG416690 | 001 | 1382592400 | 1382592400 | 200 | 0 | Home Aeration Unit General
Little Kanawha River | 1142 | WV-OLK | WV-OLK_12 | Little Kanawha River | WVLK | WVG414359 | 001 | 1382592400 | 1382592400 | 200 | 0 | Home Aeration Unit General
Little Kanawha River | 1144 | WV-OLK | WV-OLK_12 | Little Kanawha River | WVLK | WVG413030 | 001 | 1382592400 | 1382592400 | 200 | 0 | Home Aeration Unit General
Spring Creek | 1153 | WV-OLK-55 | WV-OLK-55_05 | Spring Creek | WVLK-31 | WVG416311 | 001 | 1659110900 | 1659110900 | 200 | 0 | Home Aeration Unit General
Spring Creek | 1159 | WV-OLK-55-R-8 | WV-OLK-55-R-8_01 | Right Fork/Little Spring Creek | WVLK-31-O-6 | WVG415657 | 001 | 1382592400 | 1382592400 | 200 | 0 | Home Aeration Unit General
Spring Creek | 1163 | WV-OLK-55 | WV-OLK-55_04 | Spring Creek | WVLK-31 | WVG415812 | 001 | 1382592400 | 1382592400 | 200 | 0 | Home Aeration Unit General
Spring Creek | 1163 | WV-OLK-55 | WV-OLK-55_04 | Spring Creek | WVLK-31 | WVG416245 | 001 | 1382592400 | 1382592400 | 200 | 0 | Home Aeration Unit General
Spring Creek | 1164 | WV-OLK-55-AC | WV-OLK-55-AC_01 | Nancy Run | WVLK-31-W | WVG416398 | 001 | 1382592400 | 1382592400 | 200 | 0 | Home Aeration Unit General
Spring Creek | 1165 | WV-OLK-55 | WV-OLK-55_04 | Spring Creek | WVLK-31 | WV0020095 | 001 | 2073888650900 | 2073888650900 | 200 | 0 | City of Spencer
Spring Creek | 1167 | WV-OLK-55-AF-1_(OLK-L2-080) | WV-OLK-55-AF-1_(OLK-L2-080) | Miletree Run (MILETREE LAKE) | WVLK-31-X-1 | WVG410232 | 001 | 1382592400 | 1382592400 | 200 | 0 | Home Aeration Unit General
Spring Creek | 1167 | WV-OLK-55-AF-1_(OLK-L2-080) | WV-OLK-55-AF-1_(OLK-L2-080) | Miletree Run (MILETREE LAKE) | WVLK-31-X-1 | WVG416171 | 001 | 1382592400 | 1382592400 | 200 | 0 | Home Aeration Unit General
Spring Creek | 1169 | WV-OLK-55-AF-2 | WV-OLK-55-AF-2_01 | Scaffold Run | WVLK-31-X-2 | WVG411326 | 001 | 1382592400 | 1382592400 | 200 | 0 | Home Aeration Unit General
Spring Creek | 1172 | WV-OLK-55-AG | WV-OLK-55-AG_01 | Goff Run | WVLK-31-Y | WVG412552 | 001 | 1382592400 | 1382592400 | 200 | 0 | Home Aeration Unit General
Spring Creek | 1174 | WV-OLK-55-AI | WV-OLK-55-AI_03 | Left Fork/Spring Creek | WVLK-31-Z | WVG411947 | 001 | 1382592400 | 1382592400 | 200 | 0 | Home Aeration Unit General
Spring Creek | 1177 | WV-OLK-55-AI-5 | WV-OLK-55-AI-5_01 | Vandale Fork | WVLK-31-Z-3 | WVG412511 | 001 | 1382592400 | 1382592400 | 200 | 0 | Home Aeration Unit General
Spring Creek | 1177 | WV-OLK-55-AI-5 | WV-OLK-55-AI-5_01 | Vandale Fork | WVLK-31-Z-3 | WVG416369 | 001 | 1382592400 | 1382592400 | 200 | 0 | Home Aeration Unit General
Spring Creek | 1177 | WV-OLK-55-AI-5 | WV-OLK-55-AI-5_01 | Vandale Fork | WVLK-31-Z-3 | WVG416526 | 001 | 1382592400 | 1382592400 | 200 | 0 | Home Aeration Unit General
Spring Creek | 1178 | WV-OLK-55-AI | WV-OLK-55-AI_01 | Left Fork/Spring Creek | WVLK-31-Z | WVG410371 | 001 | 1382592400 | 1382592400 | 200 | 0 | Home Aeration Unit General
Spring Creek | 1178 | WV-OLK-55-AI | WV-OLK-55-AI_01 | Left Fork/Spring Creek | WVLK-31-Z | WVG411621 | 001 | 1382592400 | 1382592400 | 200 | 0 | Home Aeration Unit General
Spring Creek | 1178 | WV-OLK-55-AI | WV-OLK-55-AI_01 | Left Fork/Spring Creek | WVLK-31-Z | WVG414167 | 001 | 1382592400 | 1382592400 | 200 | 0 | Home Aeration Unit General
Spring Creek | 1179 | WV-OLK-55-AJ | WV-OLK-55-AJ_02 | Right Fork/Spring Creek | WVLK-31-AA | WVG411183 | 001 | 1382592400 | 1382592400 | 200 | 0 | Home Aeration Unit General
Spring Creek | 1180 | WV-OLK-55-AJ-2 | WV-OLK-55-AJ-2_01 | Lick Fork | WVLK-31-AA-1 | WVG411894 | 001 | 1382592400 | 1382592400 | 200 | 0 | Home Aeration Unit General
Spring Creek | 1180 | WV-OLK-55-AJ-2 | WV-OLK-55-AJ-2_01 | Lick Fork | WVLK-31-AA-1 | WVG416545 | 001 | 1382592400 | 1382592400 | 200 | 0 | Home Aeration Unit General
Spring Creek | 1181 | WV-OLK-55-AJ | WV-OLK-55-AJ_02 | Right Fork/Spring Creek | WVLK-31-AA | WVG412054 | 001 | 1382592400 | 1382592400 | 200 | 0 | Home Aeration Unit General
Spring Creek | 1181 | WV-OLK-55-AJ | WV-OLK-55-AJ_02 | Right Fork/Spring Creek | WVLK-31-AA | WVG414741 | 001 | 1382592400 | 1382592400 | 200 | 0 | Home Aeration Unit General
Spring Creek | 1181 | WV-OLK-55-AJ | WV-OLK-55-AJ_02 | Right Fork/Spring Creek | WVLK-31-AA | WVG414950 | 001 | 1382592400 | 1382592400 | 200 | 0 | Home Aeration Unit General
Spring Creek | 1181 | WV-OLK-55-AJ | WV-OLK-55-AJ_02 | Right Fork/Spring Creek | WVLK-31-AA | WVG415860 | 001 | 1382592400 | 1382592400 | 200 | 0 | Home Aeration Unit General
Spring Creek | 1181 | WV-OLK-55-AJ | WV-OLK-55-AJ_02 | Right Fork/Spring Creek | WVLK-31-AA | WVG415993 | 001 | 1382592400 | 1382592400 | 200 | 0 | Home Aeration Unit General
Spring Creek | 1182 | WV-OLK-55-AJ-7 | WV-OLK-55-AJ-7_01 | Missouri Fork | WVLK-31-AA-3 | WVG412544 | 001 | 1659110900 | 1659110900 | 200 | 0 | Home Aeration Unit General
Spring Creek | 1183 | WV-OLK-55-AJ | WV-OLK-55-AJ_01 | Right Fork/Spring Creek | WVLK-31-AA | WVG411914 | 001 | 1382592400 | 1382592400 | 200 | 0 | Home Aeration Unit General
Spring Creek | 1183 | WV-OLK-55-AJ | WV-OLK-55-AJ_01 | Right Fork/Spring Creek | WVLK-31-AA | WVG415698 | 001 | 1382592400 | 1382592400 | 200 | 0 | Home Aeration Unit General
Spring Creek | 1183 | WV-OLK-55-AJ | WV-OLK-55-AJ_01 | Right Fork/Spring Creek | WVLK-31-AA | WVG416179 | 001 | 1382592400 | 1382592400 | 200 | 0 | Home Aeration Unit General
Spring Creek | 1183 | WV-OLK-55-AJ | WV-OLK-55-AJ_01 | Right Fork/Spring Creek | WVLK-31-AA | WVG416694 | 001 | 1382592400 | 1382592400 | 200 | 0 | Home Aeration Unit General
West Fork/Little Kanawha River | 2001 | WV-OLK-59 | WV-OLK-59_07 | West Fork/Little Kanawha River | WVLKW | WVG413768 | 001 | 1382592400 | 1382592400 | 200 | 0 | Home Aeration Unit General
West Fork/Little Kanawha River | 2001 | WV-OLK-59 | WV-OLK-59_07 | West Fork/Little Kanawha River | WVLKW | WVG413783 | 001 | 1382592400 | 1382592400 | 200 | 0 | Home Aeration Unit General
West Fork/Little Kanawha River | 2001 | WV-OLK-59 | WV-OLK-59_07 | West Fork/Little Kanawha River | WVLKW | WVG415068 | 001 | 1382592400 | 1382592400 | 200 | 0 | Home Aeration Unit General
West Fork/Little Kanawha River | 2005 | WV-OLK-59 | WV-OLK-59_07 | West Fork/Little Kanawha River | WVLKW | WVG416297 | 001 | 1382592400 | 1382592400 | 200 | 0 | Home Aeration Unit General
West Fork/Little Kanawha River | 2012 | WV-OLK-59-S | WV-OLK-59-S_01 | Triplett Run | WVLKW-14 | WVG416254 | 001 | 1382592400 | 1382592400 | 200 | 0 | Home Aeration Unit General
West Fork/Little Kanawha River | 2017 | WV-OLK-59-W-8 | WV-OLK-59-W-8_01 | Laurel Run | WVLKW-15-F | WVG410003 | 001 | 1659110900 | 1659110900 | 200 | 0 | Home Aeration Unit General
West Fork/Little Kanawha River | 2017 | WV-OLK-59-W-8 | WV-OLK-59-W-8_01 | Laurel Run | WVLKW-15-F | WVG410744 | 001 | 1659110900 | 1659110900 | 200 | 0 | Home Aeration Unit General
West Fork/Little Kanawha River | 2017 | WV-OLK-59-W-8 | WV-OLK-59-W-8_01 | Laurel Run | WVLKW-15-F | WVG410998 | 001 | 1659110900 | 1659110900 | 200 | 0 | Home Aeration Unit General
West Fork/Little Kanawha River | 2017 | WV-OLK-59-W-8 | WV-OLK-59-W-8_01 | Laurel Run | WVLKW-15-F | WVG412831 | 001 | 1382592400 | 1382592400 | 200 | 0 | Home Aeration Unit General
West Fork/Little Kanawha River | 2017 | WV-OLK-59-W-8 | WV-OLK-59-W-8_01 | Laurel Run | WVLKW-15-F | WVG412903 | 001 | 1382592400 | 1382592400 | 200 | 0 | Home Aeration Unit General
West Fork/Little Kanawha River | 2017 | WV-OLK-59-W-8 | WV-OLK-59-W-8_01 | Laurel Run | WVLKW-15-F | WVG413056 | 001 | 1382592400 | 1382592400 | 200 | 0 | Home Aeration Unit General
West Fork/Little Kanawha River | 2017 | WV-OLK-59-W-8 | WV-OLK-59-W-8_01 | Laurel Run | WVLKW-15-F | WVG413234 | 001 | 1382592400 | 1382592400 | 200 | 0 | Home Aeration Unit General
West Fork/Little Kanawha River | 2017 | WV-OLK-59-W-8 | WV-OLK-59-W-8_01 | Laurel Run | WVLKW-15-F | WVG415706 | 001 | 1382592400 | 1382592400 | 200 | 0 | Home Aeration Unit General
West Fork/Little Kanawha River | 2017 | WV-OLK-59-W-8 | WV-OLK-59-W-8_01 | Laurel Run | WVLKW-15-F | WVG416330 | 001 | 1382592400 | 1382592400 | 200 | 0 | Home Aeration Unit General
West Fork/Little Kanawha River | 2017 | WV-OLK-59-W-8 | WV-OLK-59-W-8_01 | Laurel Run | WVLKW-15-F | WVG416483 | 001 | 1382592400 | 1382592400 | 200 | 0 | Home Aeration Unit General
West Fork/Little Kanawha River | 2028 | WV-OLK-59-W-12-T | WV-OLK-59-W-12-T_01 | Sang Run | WVLKW-15-I-9 | WVG412468 | 001 | 1382592400 | 1382592400 | 200 | 0 | Home Aeration Unit General
West Fork/Little Kanawha River | 2031 | WV-OLK-59-W-15 | WV-OLK-59-W-15_01 | Clover Run | WVLKW-15-L | WVG413491 | 001 | 1382592400 | 1382592400 | 200 | 0 | Home Aeration Unit General
West Fork/Little Kanawha River | 2031 | WV-OLK-59-W-15 | WV-OLK-59-W-15_01 | Clover Run | WVLKW-15-L | WVG416180 | 001 | 1382592400 | 1382592400 | 200 | 0 | Home Aeration Unit General
West Fork/Little Kanawha River | 2038 | WV-OLK-59-W-22 | WV-OLK-59-W-22_01 | Hayes Run | WVLKW-15-O | WVG412258 | 001 | 1382592400 | 1382592400 | 200 | 0 | Home Aeration Unit General
West Fork/Little Kanawha River | 2038 | WV-OLK-59-W-22 | WV-OLK-59-W-22_01 | Hayes Run | WVLKW-15-O | WVG413438 | 001 | 1382592400 | 1382592400 | 200 | 0 | Home Aeration Unit General
West Fork/Little Kanawha River | 2040 | WV-OLK-59-W-26 | WV-OLK-59-W-26_01 | Canoe Run | WVLKW-15-R | WVG414723 | 001 | 1382592400 | 1382592400 | 200 | 0 | Home Aeration Unit General
West Fork/Little Kanawha River | 2040 | WV-OLK-59-W-26 | WV-OLK-59-W-26_01 | Canoe Run | WVLKW-15-R | WVG415499 | 001 | 1659110900 | 1659110900 | 200 | 0 | Home Aeration Unit General
West Fork/Little Kanawha River | 2041 | WV-OLK-59-W | WV-OLK-59-W_02 | Henry Fork | WVLKW-15 | WVG410024 | 001 | 1382592400 | 1382592400 | 200 | 0 | Home Aeration Unit General
West Fork/Little Kanawha River | 2042 | WV-OLK-59-W-29 | WV-OLK-59-W-29_01 | Sycamore Fork | WVLKW-15-T | WVG410064 | 001 | 1382592400 | 1382592400 | 200 | 0 | Home Aeration Unit General
West Fork/Little Kanawha River | 2042 | WV-OLK-59-W-29 | WV-OLK-59-W-29_01 | Sycamore Fork | WVLKW-15-T | WVG416521 | 001 | 1382592400 | 1382592400 | 200 | 0 | Home Aeration Unit General
West Fork/Little Kanawha River | 2047 | WV-OLK-59-Z | WV-OLK-59-Z_01 | Barnes Run | WVLKW-16 | WVG411925 | 001 | 1382592400 | 1382592400 | 200 | 0 | Home Aeration Unit General
West Fork/Little Kanawha River | 2047 | WV-OLK-59-Z | WV-OLK-59-Z_01 | Barnes Run | WVLKW-16 | WVG416748 | 001 | 1382592400 | 1382592400 | 200 | 0 | Home Aeration Unit General
West Fork/Little Kanawha River | 2053 | WV-OLK-59-AL-2 | WV-OLK-59-AL-2_01 | Left Fork/Daniels Run | WVLKW-21-B | WVG414565 | 001 | 1382592400 | 1382592400 | 200 | 0 | Home Aeration Unit General
West Fork/Little Kanawha River | 2053 | WV-OLK-59-AL-2 | WV-OLK-59-AL-2_01 | Left Fork/Daniels Run | WVLKW-21-B | WVG550439 | 001 | 17973701600 | 17973701600 | 200 | 0 | Sewage General
West Fork/Little Kanawha River | 2053 | WV-OLK-59-AL-2 | WV-OLK-59-AL-2_01 | Left Fork/Daniels Run | WVLKW-21-B | WVG550550 | 001 | 22121478900 | 22121478900 | 200 | 0 | Sewage General
West Fork/Little Kanawha River | 2053 | WV-OLK-59-AL-2 | WV-OLK-59-AL-2_01 | Left Fork/Daniels Run | WVLKW-21-B | WVG551236 | 001 | 49773327600 | 49773327600 | 200 | 0 | Sewage General
West Fork/Little Kanawha River | 2053 | WV-OLK-59-AL-2 | WV-OLK-59-AL-2_01 | Left Fork/Daniels Run | WVLKW-21-B | WVG980186 | 003 | 995466600 | 995466600 | 200 | 0 | Calhoun County BOE Maintenance/Bus Garage
West Fork/Little Kanawha River | 2054 | WV-OLK-59 | WV-OLK-59_05 | West Fork/Little Kanawha River | WVLKW | WV0101702 | 001 | 110607394700 | 110607394700 | 200 | 0 | Mt. Zion PSD
West Fork/Little Kanawha River | 2062 | WV-OLK-59 | WV-OLK-59_05 | West Fork/Little Kanawha River | WVLKW | WVG414157 | 001 | 1382592400 | 1382592400 | 200 | 0 | Home Aeration Unit General
West Fork/Little Kanawha River | 2072 | WV-OLK-59-BO | WV-OLK-59-BO_01 | Meadow Run | WVLKW-35 | WVG413335 | 001 | 1382592400 | 1382592400 | 200 | 0 | Home Aeration Unit General
West Fork/Little Kanawha River | 2074 | WV-OLK-59-BS | WV-OLK-59-BS_01 | Big White Oak Run | WVLKW-38 | WVG416712 | 001 | 1382592400 | 1382592400 | 200 | 0 | Home Aeration Unit General
West Fork/Little Kanawha River | 2078 | WV-OLK-59-BU | WV-OLK-59-BU_01 | Walker Creek | WVLKW-40 | WVG416188 | 001 | 1382592400 | 1382592400 | 200 | 0 | Home Aeration Unit General
West Fork/Little Kanawha River | 2078 | WV-OLK-59-BU | WV-OLK-59-BU_01 | Walker Creek | WVLKW-40 | WVG416389 | 001 | 1659110900 | 1659110900 | 200 | 0 | Home Aeration Unit General
West Fork/Little Kanawha River | 2078 | WV-OLK-59-BU | WV-OLK-59-BU_01 | Walker Creek | WVLKW-40 | WVG416471 | 001 | 1659110900 | 1659110900 | 200 | 0 | Home Aeration Unit General
West Fork/Little Kanawha River | 2078 | WV-OLK-59-BU | WV-OLK-59-BU_01 | Walker Creek | WVLKW-40 | WVG416494 | 001 | 1382592400 | 1382592400 | 200 | 0 | Home Aeration Unit General
West Fork/Little Kanawha River | 2080 | WV-OLK-59-BW | WV-OLK-59-BW_01 | Stinson Creek | WVLKW-41 | WVG412497 | 001 | 1382592400 | 1382592400 | 200 | 0 | Home Aeration Unit General
West Fork/Little Kanawha River | 2080 | WV-OLK-59-BW | WV-OLK-59-BW_01 | Stinson Creek | WVLKW-41 | WVG414547 | 001 | 1382592400 | 1382592400 | 200 | 0 | Home Aeration Unit General
Little Kanawha River | 2097 | WV-OLK | WV-OLK_11 | Little Kanawha River | WVLK | WVG416881 | 001 | 1382592400 | 1382592400 | 200 | 0 | Home Aeration Unit General
Little Kanawha River | 2097 | WV-OLK | WV-OLK_11 | Little Kanawha River | WVLK | WVG550810 | 001 | 8295554600 | 8295554600 | 200 | 0 | Sewage General
Annamoriah Run | 2098 | WV-OLK-76 | WV-OLK-76_01 | Annamoriah Run | WVLK-42 | WVG411105 | 001 | 1382592400 | 1382592400 | 200 | 0 | Home Aeration Unit General
Yellow Creek | 2100 | WV-OLK-79 | WV-OLK-79_02 | Yellow Creek | WVLK-45 | WVG412593 | 001 | 1382592400 | 1382592400 | 200 | 0 | Home Aeration Unit General
Yellow Creek | 2101 | WV-OLK-79 | WV-OLK-79_01 | Yellow Creek | WVLK-45 | WVG414900 | 001 | 1382592400 | 1382592400 | 200 | 0 | Home Aeration Unit General
Little Kanawha River | 2107 | WV-OLK-81 | WV-OLK-81_01 | Big Root Run | WVLK-46 | WVG416627 | 001 | 1382592400 | 1382592400 | 200 | 0 | Home Aeration Unit General
Little Kanawha River | 2110 | WV-OLK | WV-OLK_11 | Little Kanawha River | WVLK | WVG550646 | 001 | 5530369700 | 5530369700 | 200 | 0 | Sewage General
Little Kanawha River | 2113 | WV-OLK-92 | WV-OLK-92_01 | Pine Creek | WVLK-53 | WVG416695 | 001 | 1382592400 | 1382592400 | 200 | 0 | Home Aeration Unit General
Little Kanawha River | 2114 | WV-OLK | WV-OLK_11 | Little Kanawha River | WVLK | WV0041181 | 001 | 276518486800 | 276518486800 | 200 | 0 | Town of Grantsville
Little Kanawha River | 2114 | WV-OLK | WV-OLK_11 | Little Kanawha River | WVLK | WVG413808 | 001 | 1382592400 | 1382592400 | 200 | 0 | Home Aeration Unit General
Little Kanawha River | 2114 | WV-OLK | WV-OLK_11 | Little Kanawha River | WVLK | WVG413809 | 001 | 1382592400 | 1382592400 | 200 | 0 | Home Aeration Unit General
Little Kanawha River | 2114 | WV-OLK | WV-OLK_11 | Little Kanawha River | WVLK | WVG414531 | 001 | 1382592400 | 1382592400 | 200 | 0 | Home Aeration Unit General
Little Kanawha River | 2115 | WV-OLK-98 | WV-OLK-98_01 | Philip Run | WVLK-56 | WVG410034 | 001 | 1382592400 | 1382592400 | 200 | 0 | Home Aeration Unit General
Little Kanawha River | 2115 | WV-OLK-98 | WV-OLK-98_01 | Philip Run | WVLK-56 | WVG412452 | 001 | 1382592400 | 1382592400 | 200 | 0 | Home Aeration Unit General
Little Kanawha River | 2117 | WV-OLK-100 | WV-OLK-100_01 | Bull River | WVLK-57 | WVG550093 | 001 | 27651848700 | 27651848700 | 200 | 0 | Sewage General
Little Kanawha River | 2118 | WV-OLK | WV-OLK_11 | Little Kanawha River | WVLK | WVG412960 | 001 | 1382592400 | 1382592400 | 200 | 0 | Home Aeration Unit General
Steer Creek | 3002 | WV-OLK-109-A | WV-OLK-109-A_02 | Sycamore Creek | WVLKS-1 | WVG412572 | 001 | 1382592400 | 1382592400 | 200 | 0 | Home Aeration Unit General
Steer Creek | 3004 | WV-OLK-109-A | WV-OLK-109-A_01 | Sycamore Creek | WVLKS-1 | WVG414076 | 001 | 1382592400 | 1382592400 | 200 | 0 | Home Aeration Unit General
Steer Creek | 3005 | WV-OLK-109-A | WV-OLK-109-A_01 | Sycamore Creek | WVLKS-1 | WVG980020 | 005 | 1659110900 | 1659110900 | 200 | 0 | Calhoun County Headquarters
Steer Creek | 3019 | WV-OLK-109-Q | WV-OLK-109-Q_06 | Right Fork/Steer Creek | WVLKS-9 | WVG411365 | 001 | 1659110900 | 1659110900 | 200 | 0 | Home Aeration Unit General
Steer Creek | 3019 | WV-OLK-109-Q | WV-OLK-109-Q_06 | Right Fork/Steer Creek | WVLKS-9 | WVG415683 | 001 | 1244333200 | 1244333200 | 200 | 0 | Home Aeration Unit General
Steer Creek | 3024 | WV-OLK-109-Q-11 | WV-OLK-109-Q-11_01 | Tanner Fork | WVLKS-9-D | WVG415195 | 001 | 1382592400 | 1382592400 | 200 | 0 | Home Aeration Unit General
Steer Creek | 3031 | WV-OLK-109-Q | WV-OLK-109-Q_04 | Right Fork/Steer Creek | WVLKS-9 | WVG412457 | 001 | 1659110900 | 1659110900 | 200 | 0 | Home Aeration Unit General
Steer Creek | 3031 | WV-OLK-109-Q | WV-OLK-109-Q_04 | Right Fork/Steer Creek | WVLKS-9 | WVG412953 | 001 | 1659110900 | 1659110900 | 200 | 0 | Home Aeration Unit General
Steer Creek | 3031 | WV-OLK-109-Q | WV-OLK-109-Q_04 | Right Fork/Steer Creek | WVLKS-9 | WVG413458 | 001 | 1382592400 | 1382592400 | 200 | 0 | Home Aeration Unit General
Steer Creek | 3032 | WV-OLK-109-Q-20 | WV-OLK-109-Q-20_01 | Mill Fork | WVLKS-9-H | WVG412084 | 001 | 1659110900 | 1659110900 | 200 | 0 | Home Aeration Unit General
Steer Creek | 3049 | WV-OLK-109-R-6 | WV-OLK-109-R-6_01 | White Oak Run | WVLKS-10-D | WVG411223 | 001 | 1659110900 | 1659110900 | 200 | 0 | Home Aeration Unit General
Steer Creek | 3060 | WV-OLK-109-R | WV-OLK-109-R_02 | Left Fork/Steer Creek | WVLKS-10 | WVG416251 | 001 | 1382592400 | 1382592400 | 200 | 0 | Home Aeration Unit General
Steer Creek | 3062 | WV-OLK-109-R | WV-OLK-109-R_01 | Left Fork/Steer Creek | WVLKS-10 | WVG412814 | 001 | 1659110900 | 1659110900 | 200 | 0 | Home Aeration Unit General
Little Kanawha River | 3067 | WV-OLK-117-I | WV-OLK-117-I_01 | Road Fork | WVLK-61-E | WVG551235 | 001 | 5972799300 | 5972799300 | 200 | 0 | Sewage General
Little Kanawha River | 3069 | WV-OLK | WV-OLK_10 | Little Kanawha River | WVLK | WVG551237 | 001 | 27651848700 | 27651848700 | 200 | 0 | Sewage General
Tanner Creek | 3076 | WV-OLK-134-G-7 | WV-OLK-134-G-7_01 | UNT/Trace Fork RM 2.38 |  | WVG416146 | 001 | 1382592400 | 1382592400 | 200 | 0 | Home Aeration Unit General
Tanner Creek | 3081 | WV-OLK-134-Q | WV-OLK-134-Q_01 | Bull Fork | WVLK-66-E | WVG411403 | 001 | 1382592400 | 1382592400 | 200 | 0 | Home Aeration Unit General
Tanner Creek | 3084 | WV-OLK-134 | WV-OLK-134_01 | Tanner Creek | WVLK-66 | WVG415000 | 001 | 1659110900 | 1659110900 | 200 | 0 | Home Aeration Unit General
Tanner Creek | 3085 | WV-OLK-134 | WV-OLK-134_01 | Tanner Creek | WVLK-66 | WVG412774 | 001 | 1659110900 | 1659110900 | 200 | 0 | Home Aeration Unit General
Little Kanawha River | 3091 | WV-OLK-138 | WV-OLK-138_01 | Grass Run | WVLK-69 | WVG412519 | 001 | 1382592400 | 1382592400 | 200 | 0 | Home Aeration Unit General
Cedar Creek | 3097 | WV-OLK-142 | WV-OLK-142_05 | Cedar Creek | WVLK-72 | WVG415511 | 001 | 1382592400 | 1382592400 | 200 | 0 | Home Aeration Unit General
Cedar Creek | 3098 | WV-OLK-142-L | WV-OLK-142-L_01 | Spruce Run | WVLK-72-D | WVG414935 | 001 | 1382592400 | 1382592400 | 200 | 0 | Home Aeration Unit General
Cedar Creek | 3105 | WV-OLK-142 | WV-OLK-142_04 | Cedar Creek | WVLK-72 | WVG550324 | 001 | 33182218400 | 33182218400 | 200 | 0 | Sewage General
Cedar Creek | 3117 | WV-OLK-142-AQ | WV-OLK-142-AQ_01 | Slabcamp Run | WVLK-72-R | WVG412429 | 001 | 1382592400 | 1382592400 | 200 | 0 | Home Aeration Unit General
Cedar Creek | 3122 | WV-OLK-142-AS | WV-OLK-142-AS_01 | Perkins Fork | WVLK-72-T | WVG416533 | 001 | 1382592400 | 1382592400 | 200 | 0 | Home Aeration Unit General
Little Kanawha River | 3130 | WV-OLK | WV-OLK_10 | Little Kanawha River | WVLK | WVG413094 | 001 | 1382592400 | 1382592400 | 200 | 0 | Home Aeration Unit General
Little Kanawha River | 3133 | WV-OLK | WV-OLK_10 | Little Kanawha River | WVLK | WVG416728 | 001 | 1106073900 | 1106073900 | 200 | 0 | Home Aeration Unit General
Leading Creek | 4006 | WV-OLK-149-J | WV-OLK-149-J_02 | Horn Creek | WVLK-75-F | WVG412248 | 001 | 1382592400 | 1382592400 | 200 | 0 | Home Aeration Unit General
Leading Creek | 4006 | WV-OLK-149-J | WV-OLK-149-J_02 | Horn Creek | WVLK-75-F | WVG412969 | 001 | 1382592400 | 1382592400 | 200 | 0 | Home Aeration Unit General
Leading Creek | 4007 | WV-OLK-149-J-10 | WV-OLK-149-J-10_01 | Coxcamp Fork | WVLK-75-F-5 | WVG412817 | 001 | 1382592400 | 1382592400 | 200 | 0 | Home Aeration Unit General
Leading Creek | 4007 | WV-OLK-149-J-10 | WV-OLK-149-J-10_01 | Coxcamp Fork | WVLK-75-F-5 | WVG415117 | 001 | 1382592400 | 1382592400 | 200 | 0 | Home Aeration Unit General
Leading Creek | 4009 | WV-OLK-149 | WV-OLK-149_06 | Leading Creek | WVLK-75 | WVG413061 | 001 | 1382592400 | 1382592400 | 200 | 0 | Home Aeration Unit General
Leading Creek | 4012 | WV-OLK-149-W | WV-OLK-149-W_03 | Cove Creek | WVLK-75-K | WVG412540 | 001 | 1659110900 | 1659110900 | 200 | 0 | Home Aeration Unit General
Leading Creek | 4017 | WV-OLK-149-W-9 | WV-OLK-149-W-9_01 | Bear Fork | WVLK-75-K-6 | WVG413704 | 001 | 1659110900 | 1659110900 | 200 | 0 | Home Aeration Unit General
Leading Creek | 4024 | WV-OLK-149 | WV-OLK-149_05 | Leading Creek | WVLK-75 | WVG551218 | 001 | 5530369700 | 5530369700 | 200 | 0 | Sewage General
Leading Creek | 4027 | WV-OLK-149-AC-7 | WV-OLK-149-AC-7_01 | Walnut Fork | WVLK-75-N-1 | WVG410449 | 001 | 1659110900 | 1659110900 | 200 | 0 | Home Aeration Unit General
Leading Creek | 4027 | WV-OLK-149-AC-7 | WV-OLK-149-AC-7_01 | Walnut Fork | WVLK-75-N-1 | WVG413506 | 001 | 1382592400 | 1382592400 | 200 | 0 | Home Aeration Unit General
Leading Creek | 4030 | WV-OLK-149-AC | WV-OLK-149-AC_03 | Fink Creek | WVLK-75-N | WVG416043 | 001 | 1382592400 | 1382592400 | 200 | 0 | Home Aeration Unit General
Leading Creek | 4033 | WV-OLK-149-AC-19 | WV-OLK-149-AC-19_01 | Sand Fork | WVLK-75-N-5 | WVG412486 | 001 | 1382592400 | 1382592400 | 200 | 0 | Home Aeration Unit General
Leading Creek | 4040 | WV-OLK-149-AC | WV-OLK-149-AC_01 | Fink Creek | WVLK-75-N | WVG411724 | 001 | 1382592400 | 1382592400 | 200 | 0 | Home Aeration Unit General
Leading Creek | 4040 | WV-OLK-149-AC | WV-OLK-149-AC_01 | Fink Creek | WVLK-75-N | WVG411782 | 001 | 1382592400 | 1382592400 | 200 | 0 | Home Aeration Unit General
Leading Creek | 4040 | WV-OLK-149-AC | WV-OLK-149-AC_01 | Fink Creek | WVLK-75-N | WVG412098 | 001 | 1659110900 | 1659110900 | 200 | 0 | Home Aeration Unit General
Leading Creek | 4040 | WV-OLK-149-AC | WV-OLK-149-AC_01 | Fink Creek | WVLK-75-N | WVG412198 | 001 | 1382592400 | 1382592400 | 200 | 0 | Home Aeration Unit General
Leading Creek | 4040 | WV-OLK-149-AC | WV-OLK-149-AC_01 | Fink Creek | WVLK-75-N | WVG412609 | 001 | 1659110900 | 1659110900 | 200 | 0 | Home Aeration Unit General
Leading Creek | 4047 | WV-OLK-149 | WV-OLK-149_03 | Leading Creek | WVLK-75 | WV0106101 | 001 | 6636443700 | 6636443700 | 200 | 0 | Leading Creek Elementary School
Leading Creek | 4049 | WV-OLK-149 | WV-OLK-149_03 | Leading Creek | WVLK-75 | WVG412373 | 001 | 1382592400 | 1382592400 | 200 | 0 | Home Aeration Unit General
Leading Creek | 4049 | WV-OLK-149 | WV-OLK-149_03 | Leading Creek | WVLK-75 | WVG415541 | 001 | 1382592400 | 1382592400 | 200 | 0 | Home Aeration Unit General
Leading Creek | 4050 | WV-OLK-149-AM | WV-OLK-149-AM_01 | Crooked Run | WVLK-75-P | WVG414721 | 001 | 1382592400 | 1382592400 | 200 | 0 | Home Aeration Unit General
Leading Creek | 4051 | WV-OLK-149 | WV-OLK-149_03 | Leading Creek | WVLK-75 | WVG412341 | 001 | 1382592400 | 1382592400 | 200 | 0 | Home Aeration Unit General
Leading Creek | 4052 | WV-OLK-149-AQ | WV-OLK-149-AQ_01 | Alum Fork | WVLK-75-Q | WVG411048 | 001 | 1382592400 | 1382592400 | 200 | 0 | Home Aeration Unit General
Leading Creek | 4052 | WV-OLK-149-AQ | WV-OLK-149-AQ_01 | Alum Fork | WVLK-75-Q | WVG411676 | 001 | 1382592400 | 1382592400 | 200 | 0 | Home Aeration Unit General
Leading Creek | 4054 | WV-OLK-149-AQ | WV-OLK-149-AQ_01 | Alum Fork | WVLK-75-Q | WVG411390 | 001 | 1659110900 | 1659110900 | 200 | 0 | Home Aeration Unit General
Leading Creek | 4055 | WV-OLK-149 | WV-OLK-149_01 | Leading Creek | WVLK-75 | WVG413744 | 001 | 1382592400 | 1382592400 | 200 | 0 | Home Aeration Unit General
Leading Creek | 4055 | WV-OLK-149 | WV-OLK-149_01 | Leading Creek | WVLK-75 | WVG551268 | 001 | 8295554600 | 8295554600 | 200 | 0 | Sewage General
Leading Creek | 4056 | WV-OLK-149 | WV-OLK-149_01 | Leading Creek | WVLK-75 | WVG414423 | 001 | 1382592400 | 1382592400 | 200 | 0 | Home Aeration Unit General
Leading Creek | 4056 | WV-OLK-149 | WV-OLK-149_01 | Leading Creek | WVLK-75 | WVG414906 | 001 | 1659110900 | 1659110900 | 200 | 0 | Home Aeration Unit General
Little Kanawha River | 4057 | WV-OLK | WV-OLK_09 | Little Kanawha River | WVLK | WV0040401 | 001 | 1797370164100 | 1797370164100 | 200 | 0 | City of Glenville
Stewart Creek | 4060 | WV-OLK-159 | WV-OLK-159_01 | Stewart Creek | WVLK-79 | WVG411153 | 001 | 1659110900 | 1659110900 | 200 | 0 | Home Aeration Unit General
Stewart Creek | 4060 | WV-OLK-159 | WV-OLK-159_01 | Stewart Creek | WVLK-79 | WVG980117 | 003 | 1382592400 | 1382592400 | 200 | 0 | Gilmer CO HQ
Stewart Creek | 4062 | WV-OLK-159 | WV-OLK-159_01 | Stewart Creek | WVLK-79 | WVG414603 | 001 | 1382592400 | 1382592400 | 200 | 0 | Home Aeration Unit General
Stewart Creek | 4062 | WV-OLK-159 | WV-OLK-159_01 | Stewart Creek | WVLK-79 | WVG416259 | 001 | 1382592400 | 1382592400 | 200 | 0 | Home Aeration Unit General
Little Kanawha River | 4063 | WV-OLK | WV-OLK_09 | Little Kanawha River | WVLK | WVG415829 | 001 | 1382592400 | 1382592400 | 200 | 0 | Home Aeration Unit General
Duck Creek | 4068 | WV-OLK-163 | WV-OLK-163_01 | Duck Creek | WVLK-82 | WVG415865 | 001 | 1382592400 | 1382592400 | 200 | 0 | Home Aeration Unit General
Little Kanawha River | 4071 | WV-OLK | WV-OLK_09 | Little Kanawha River | WVLK | WVG415166 | 001 | 1659110900 | 1659110900 | 200 | 0 | Home Aeration Unit General
Little Kanawha River | 4071 | WV-OLK | WV-OLK_09 | Little Kanawha River | WVLK | WVG415388 | 001 | 1382592400 | 1382592400 | 200 | 0 | Home Aeration Unit General
Sand Fork | 4093 | WV-OLK-168-H-16 | WV-OLK-168-H-16_01 | Goosepen Run | WVLK-86-E-8 | WVG412138 | 001 | 1382592400 | 1382592400 | 200 | 0 | Home Aeration Unit General
Sand Fork | 4101 | WV-OLK-168-N-4 | WV-OLK-168-N-4_01 | Laurel Run | WVLK-86-J-3 | WVG411075 | 001 | 1659110900 | 1659110900 | 200 | 0 | Home Aeration Unit General
Sand Fork | 4101 | WV-OLK-168-N-4 | WV-OLK-168-N-4_01 | Laurel Run | WVLK-86-J-3 | WVG412622 | 001 | 1659110900 | 1659110900 | 200 | 0 | Home Aeration Unit General
Sand Fork | 4101 | WV-OLK-168-N-4 | WV-OLK-168-N-4_01 | Laurel Run | WVLK-86-J-3 | WVG413345 | 001 | 1382592400 | 1382592400 | 200 | 0 | Home Aeration Unit General
Sand Fork | 4106 | WV-OLK-168-Z | WV-OLK-168-Z_01 | Crooked Fork | WVLK-86-M | WVG416368 | 001 | 1382592400 | 1382592400 | 200 | 0 | Home Aeration Unit General
Little Kanawha River | 4108 | WV-OLK | WV-OLK_08 | Little Kanawha River | WVLK | WVG551335 | 001 | 77425176300 | 77425176300 | 200 | 0 | Sewage General
Little Kanawha River | 4118 | WV-OLK | WV-OLK_08 | Little Kanawha River | WVLK | WVG550882 | 001 | 30970070500 | 30970070500 | 200 | 0 | Sewage General
Copen Run | 4124 | WV-OLK-173-D | WV-OLK-173-D_01 | Wolfpen Run | WVLK-90-E | WVG411536 | 001 | 1659110900 | 1659110900 | 200 | 0 | Home Aeration Unit General
Little Kanawha River | 4128 | WV-OLK | WV-OLK_08 | Little Kanawha River | WVLK | WV0024945 | 001 | 221214789400 | 221214789400 | 200 | 0 | Burnsville Public Utility
Oil Creek | 4134 | WV-OLK-177-F | WV-OLK-177-F_01 | Threelick Run | WVLK-94-F | WVG550596 | 001 | 109224802300 | 109224802300 | 200 | 0 | Sewage General
Oil Creek | 4137 | WV-OLK-177 | WV-OLK-177_01 | Oil Creek | WVLK-94 | WVG412562 | 001 | 1382592400 | 1382592400 | 200 | 0 | Home Aeration Unit General
Saltlick Creek | 4139 | WV-OLK-178 | WV-OLK-178_04 | Saltlick Creek | WVLK-95 | WVG550385 | 001 | 35947403300 | 35947403300 | 200 | 0 | Sewage General
Saltlick Creek | 4140 | WV-OLK-178-E | WV-OLK-178-E_01 | Right Fork/Saltlick Creek | WVLK-95-B | WVG411770 | 001 | 1382592400 | 1382592400 | 200 | 0 | Home Aeration Unit General
Saltlick Creek | 4141 | WV-OLK-178 | WV-OLK-178_04 | Saltlick Creek | WVLK-95 | WVG410259 | 001 | 1382592400 | 1382592400 | 200 | 0 | Home Aeration Unit General
Saltlick Creek | 4141 | WV-OLK-178 | WV-OLK-178_04 | Saltlick Creek | WVLK-95 | WVG414049 | 001 | 1659110900 | 1659110900 | 200 | 0 | Home Aeration Unit General
Saltlick Creek | 4145 | WV-OLK-178-L-3 | WV-OLK-178-L-3_01 | Right Fork/O'Brien Fork | WVLK-95-G-1 | WVG413471 | 001 | 1659110900 | 1659110900 | 200 | 0 | Home Aeration Unit General
Saltlick Creek | 4145 | WV-OLK-178-L-3 | WV-OLK-178-L-3_01 | Right Fork/O'Brien Fork | WVLK-95-G-1 | WVG414857 | 001 | 1382592400 | 1382592400 | 200 | 0 | Home Aeration Unit General
Saltlick Creek | 4146 | WV-OLK-178-L-4 | WV-OLK-178-L-4_01 | Berry Fork | WVLK-95-G-2 | WVG411679 | 001 | 1382592400 | 1382592400 | 200 | 0 | Home Aeration Unit General
Saltlick Creek | 4146 | WV-OLK-178-L-4 | WV-OLK-178-L-4_01 | Berry Fork | WVLK-95-G-2 | WVG412045 | 001 | 1382592400 | 1382592400 | 200 | 0 | Home Aeration Unit General
Saltlick Creek | 4146 | WV-OLK-178-L-4 | WV-OLK-178-L-4_01 | Berry Fork | WVLK-95-G-2 | WVG412449 | 001 | 1382592400 | 1382592400 | 200 | 0 | Home Aeration Unit General
Saltlick Creek | 4146 | WV-OLK-178-L-4 | WV-OLK-178-L-4_01 | Berry Fork | WVLK-95-G-2 | WVG413119 | 001 | 1382592400 | 1382592400 | 200 | 0 | Home Aeration Unit General
Saltlick Creek | 4146 | WV-OLK-178-L-4 | WV-OLK-178-L-4_01 | Berry Fork | WVLK-95-G-2 | WVG413951 | 001 | 1659110900 | 1659110900 | 200 | 0 | Home Aeration Unit General
Saltlick Creek | 4146 | WV-OLK-178-L-4 | WV-OLK-178-L-4_01 | Berry Fork | WVLK-95-G-2 | WVG414724 | 001 | 1382592400 | 1382592400 | 200 | 0 | Home Aeration Unit General
Saltlick Creek | 4146 | WV-OLK-178-L-4 | WV-OLK-178-L-4_01 | Berry Fork | WVLK-95-G-2 | WVG414993 | 001 | 1382592400 | 1382592400 | 200 | 0 | Home Aeration Unit General
Saltlick Creek | 4147 | WV-OLK-178 | WV-OLK-178_03 | Saltlick Creek | WVLK-95 | WVG412746 | 001 | 1382592400 | 1382592400 | 200 | 0 | Home Aeration Unit General
Saltlick Creek | 4148 | WV-OLK-178-P | WV-OLK-178-P_01 | Pickles Fork | WVLK-95-I | WVG411668 | 001 | 1382592400 | 1382592400 | 200 | 0 | Home Aeration Unit General
Saltlick Creek | 4155 | WV-OLK-178 | WV-OLK-178_01 | Saltlick Creek | WVLK-95 | WVG550790 | 001 | 19356294100 | 19356294100 | 200 | 0 | Sewage General
Little Kanawha River | 4156 | WV-OLK | WV-OLK_07 | Little Kanawha River | WVLK | WVG415593 | 001 | 1382592400 | 1382592400 | 200 | 0 | Home Aeration Unit General
Little Kanawha River | 4156 | WV-OLK | WV-OLK_07 | Little Kanawha River | WVLK | WVG416194 | 001 | 1382592400 | 1382592400 | 200 | 0 | Home Aeration Unit General
Falls Run | 5009 | WV-OLK-194 | WV-OLK-194_02 | Falls Run | WVLK-105 | WVG410756 | 001 | 1382592400 | 1382592400 | 200 | 0 | Home Aeration Unit General
Little Kanawha River | 5013 | WV-OLK | WV-OLK_06 | Little Kanawha River | WVLK | WVG413282 | 001 | 1382592400 | 1382592400 | 200 | 0 | Home Aeration Unit General
Right Fork/Little Kanawha River | 5029 | WV-OLK-216-Q | WV-OLK-216-Q_01 | Left Fork/Right Fork/Little Kanawha River | WVLK-115-H | WVG414874 | 001 | 1382592400 | 1382592400 | 200 | 0 | Home Aeration Unit General
Little Kanawha River | 5042 | WV-OLK | WV-OLK_04 | Little Kanawha River | WVLK | WVG411428 | 001 | 1382592400 | 1382592400 | 200 | 0 | Home Aeration Unit General
Little Kanawha River | 5045 | WV-OLK-224 | WV-OLK-224_01 | Cherry Fork | WVLK-121 | WVG412431 | 001 | 1382592400 | 1382592400 | 200 | 0 | Home Aeration Unit General
Little Kanawha River | 5046 | WV-OLK | WV-OLK_04 | Little Kanawha River | WVLK | WVG411988 | 001 | 1382592400 | 1382592400 | 200 | 0 | Home Aeration Unit General
Little Kanawha River | 5047 | WV-OLK-230 | WV-OLK-230_01 | Lynn Camp Run | WVLK-124 | WVG413004 | 001 | 1382592400 | 1382592400 | 200 | 0 | Home Aeration Unit General
Little Kanawha River | 5047 | WV-OLK-230 | WV-OLK-230_01 | Lynn Camp Run | WVLK-124 | WVG980121 | 003 | 1382592400 | 1382592400 | 200 | 0 | Kanawha Head Substation
Laurel Run | 5049 | WV-OLK-234 | WV-OLK-234_01 | Laurel Run | WVLK-125 | WVG410194 | 001 | 1382592400 | 1382592400 | 200 | 0 | Home Aeration Unit General
Laurel Run | 5049 | WV-OLK-234 | WV-OLK-234_01 | Laurel Run | WVLK-125 | WVG412720 | 001 | 1382592400 | 1382592400 | 200 | 0 | Home Aeration Unit General
Laurel Run | 5049 | WV-OLK-234 | WV-OLK-234_01 | Laurel Run | WVLK-125 | WVG412755 | 001 | 1382592400 | 1382592400 | 200 | 0 | Home Aeration Unit General
Laurel Run | 5051 | WV-OLK-234 | WV-OLK-234_01 | Laurel Run | WVLK-125 | WVG410322 | 001 | 1382592400 | 1382592400 | 200 | 0 | Home Aeration Unit General
Little Kanawha River | 5052 | WV-OLK | WV-OLK_03 | Little Kanawha River | WVLK | WVG410474 | 001 | 1382592400 | 1382592400 | 200 | 0 | Home Aeration Unit General
Little Kanawha River | 5054 | WV-OLK | WV-OLK_03 | Little Kanawha River | WVLK | WVG414363 | 001 | 1382592400 | 1382592400 | 200 | 0 | Home Aeration Unit General
Little Kanawha River | 5055 | WV-OLK-237 | WV-OLK-237_01 | Flatwoods Run | WVLK-127 | WVG410591 | 001 | 1659110900 | 1659110900 | 200 | 0 | Home Aeration Unit General
Little Kanawha River | 5055 | WV-OLK-237 | WV-OLK-237_01 | Flatwoods Run | WVLK-127 | WVG411742 | 001 | 1659110900 | 1659110900 | 200 | 0 | Home Aeration Unit General
Little Kanawha River | 5055 | WV-OLK-237 | WV-OLK-237_01 | Flatwoods Run | WVLK-127 | WVG412522 | 001 | 1382592400 | 1382592400 | 200 | 0 | Home Aeration Unit General
Little Kanawha River | 5055 | WV-OLK-237 | WV-OLK-237_01 | Flatwoods Run | WVLK-127 | WVG412855 | 001 | 1659110900 | 1659110900 | 200 | 0 | Home Aeration Unit General
Little Kanawha River | 5055 | WV-OLK-237 | WV-OLK-237_01 | Flatwoods Run | WVLK-127 | WVG413311 | 001 | 1382592400 | 1382592400 | 200 | 0 | Home Aeration Unit General
Little Kanawha River | 5055 | WV-OLK-237 | WV-OLK-237_01 | Flatwoods Run | WVLK-127 | WVG413743 | 001 | 1382592400 | 1382592400 | 200 | 0 | Home Aeration Unit General
Little Kanawha River | 5055 | WV-OLK-237 | WV-OLK-237_01 | Flatwoods Run | WVLK-127 | WVG416084 | 001 | 1382592400 | 1382592400 | 200 | 0 | Home Aeration Unit General
Little Kanawha River | 5055 | WV-OLK-237 | WV-OLK-237_01 | Flatwoods Run | WVLK-127 | WVG416441 | 001 | 1382592400 | 1382592400 | 200 | 0 | Home Aeration Unit General
Little Kanawha River | 5058 | WV-OLK | WV-OLK_02 | Little Kanawha River | WVLK | WVG413819 | 001 | 1382592400 | 1382592400 | 200 | 0 | Home Aeration Unit General

## MS4 WLA Fecal Summary
Little Kanawha River Watershed - Fecal Coliform MS4 Wasteload Allocations (Summary)
TMDL Watershed | Subwatershed | NHD Code | AUID | Stream Name | WV Code | MS4 Jurisdiction | Baseline Load (counts/yr) | Allocated Load (counts/yr) | Percent Reduction
Little Kanawha River | 1001 | WV-OLK | WV-OLK_13 | Little Kanawha River | WVLK | DOH | 194969800 | 194969800 | 0
Little Kanawha River | 1001 | WV-OLK | WV-OLK_13 | Little Kanawha River | WVLK | Parkersburg | 3261440968400 | 3261440968400 | 0
Little Kanawha River | 1002 | WV-OLK-1 | WV-OLK-1_01 | Neal Run | WVLK-1 | DOH | 319051100 | 319051100 | 0
Little Kanawha River | 1002 | WV-OLK-1 | WV-OLK-1_01 | Neal Run | WVLK-1 | Parkersburg | 8227902317900 | 2149137568100 | 73.8799
Little Kanawha River | 1003 | WV-OLK-1-A | WV-OLK-1-A_01 | UNT/Neal Run RM 2.58 |  | Parkersburg | 9492643831100 | 2412668382200 | 74.5838
Little Kanawha River | 1004 | WV-OLK-1 | WV-OLK-1_01 | Neal Run | WVLK-1 | DOH | 53160500 | 53160500 | 0
Little Kanawha River | 1004 | WV-OLK-1 | WV-OLK-1_01 | Neal Run | WVLK-1 | Parkersburg | 1143911785000 | 290816019500 | 74.5771
Little Kanawha River | 1005 | WV-OLK | WV-OLK_13 | Little Kanawha River | WVLK | DOH | 1400274900 | 1400274900 | 0
Little Kanawha River | 1005 | WV-OLK | WV-OLK_13 | Little Kanawha River | WVLK | Parkersburg | 13628925774000 | 13628925774000 | 0
Worthington Creek | 1006 | WV-OLK-2 | WV-OLK-2_03 | Worthington Creek | WVLK-2 | DOH | 710507700 | 710507700 | 0
Worthington Creek | 1006 | WV-OLK-2 | WV-OLK-2_03 | Worthington Creek | WVLK-2 | Parkersburg | 23252957513300 | 5879374755200 | 74.7156
Worthington Creek | 1008 | WV-OLK-2 | WV-OLK-2_03 | Worthington Creek | WVLK-2 | DOH | 142111400 | 142111400 | 0
Worthington Creek | 1008 | WV-OLK-2 | WV-OLK-2_03 | Worthington Creek | WVLK-2 | Parkersburg | 10231211110200 | 2655408508900 | 74.046
Worthington Creek | 1009 | WV-OLK-2-B | WV-OLK-2-B_01 | Holmes Run | WVLK-2-B | DOH | 248641200 | 248641200 | 0
Worthington Creek | 1009 | WV-OLK-2-B | WV-OLK-2-B_01 | Holmes Run | WVLK-2-B | Parkersburg | 8671830664000 | 2206973143100 | 74.5501
Worthington Creek | 1010 | WV-OLK-2 | WV-OLK-2_03 | Worthington Creek | WVLK-2 | Parkersburg | 972705244900 | 254422618400 | 73.8438
Little Kanawha River | 1018 | WV-OLK | WV-OLK_13 | Little Kanawha River | WVLK | DOH | 797550600 | 797550600 | 0
Little Kanawha River | 1018 | WV-OLK | WV-OLK_13 | Little Kanawha River | WVLK | Parkersburg | 20610294605400 | 20610294605400 | 0
Little Kanawha River | 1020 | WV-OLK | WV-OLK_13 | Little Kanawha River | WVLK | DOH | 815277800 | 815277800 | 0
Little Kanawha River | 1020 | WV-OLK | WV-OLK_13 | Little Kanawha River | WVLK | Parkersburg | 2376755118600 | 2376755118600 | 0
Little Kanawha River | 1021 | WV-OLK-11 | WV-OLK-11_01 | Jackson Run | WVLK-5 | DOH | 549441700 | 549441700 | 0
Little Kanawha River | 1021 | WV-OLK-11 | WV-OLK-11_01 | Jackson Run | WVLK-5 | Parkersburg | 2880248548300 | 931674738200 | 67.653
Little Kanawha River | 1022 | WV-OLK | WV-OLK_13 | Little Kanawha River | WVLK | DOH | 194963800 | 194963800 | 0
Little Kanawha River | 1022 | WV-OLK | WV-OLK_13 | Little Kanawha River | WVLK | Parkersburg | 28677426600 | 28677426600 | 0

## MS4 WLA Fecal Detailed
Little Kanawha River Watershed - Fecal Coliform MS4 Wasteload Allocations (Detailed)
TMDL Watershed | Subwatershed | NHD Code | AUID | Stream Name | WV Code | DOH MS4 Baseline Load (counts/yr) | DOH MS4 Allocated Load (counts/yr) | DOH MS4 Percent Reduction | Parkersburg Background MS4 Baseline Load (counts/yr) | Parkersburg Background MS4 Allocated Load (counts/yr) | Parkersburg Background MS4 Percent Reduction | Parkersburg Residential MS4 Baseline Load (counts/yr) | Parkersburg Residential MS4 Allocated Load (counts/yr) | Parkersburg Residential MS4 Percent Reduction
Little Kanawha River | 1001 | WV-OLK | WV-OLK_13 | Little Kanawha River | WVLK | 194969800 | 194969800 | 0 | 57610083800 | 57610083800 | 0 | 3203830884600 | 3203830884600 | 0
Little Kanawha River | 1002 | WV-OLK-1 | WV-OLK-1_01 | Neal Run | WVLK-1 | 319051100 | 319051100 | 0 | 122882651500 | 122882651500 | 0 | 8105019666400 | 2026254916600 | 75
Little Kanawha River | 1003 | WV-OLK-1-A | WV-OLK-1-A_01 | UNT/Neal Run RM 2.58 |  | 0 | 0 | 0 | 52676565800 | 52676565800 | 0 | 9439967265300 | 2359991816400 | 75
Little Kanawha River | 1004 | WV-OLK-1 | WV-OLK-1_01 | Neal Run | WVLK-1 | 53160500 | 53160500 | 0 | 6450764300 | 6450764300 | 0 | 1137461020700 | 284365255200 | 75
Little Kanawha River | 1005 | WV-OLK | WV-OLK_13 | Little Kanawha River | WVLK | 1400274900 | 1400274900 | 0 | 101714074200 | 101714074200 | 0 | 13527211699800 | 13527211699800 | 0
Worthington Creek | 1006 | WV-OLK-2 | WV-OLK-2_03 | Worthington Creek | WVLK-2 | 710507700 | 710507700 | 0 | 88180502500 | 88180502500 | 0 | 23164777010800 | 5791194252700 | 75
Worthington Creek | 1008 | WV-OLK-2 | WV-OLK-2_03 | Worthington Creek | WVLK-2 | 142111400 | 142111400 | 0 | 130140975100 | 130140975100 | 0 | 10101070135100 | 2525267533800 | 75
Worthington Creek | 1009 | WV-OLK-2-B | WV-OLK-2-B_01 | Holmes Run | WVLK-2-B | 248641200 | 248641200 | 0 | 52020636200 | 52020636200 | 0 | 8619810027800 | 2154952506900 | 75
Worthington Creek | 1010 | WV-OLK-2 | WV-OLK-2_03 | Worthington Creek | WVLK-2 | 0 | 0 | 0 | 14995076300 | 14995076300 | 0 | 957710168600 | 239427542100 | 75
Little Kanawha River | 1018 | WV-OLK | WV-OLK_13 | Little Kanawha River | WVLK | 797550600 | 797550600 | 0 | 106616526700 | 106616526700 | 0 | 20503678078700 | 20503678078700 | 0
Little Kanawha River | 1020 | WV-OLK | WV-OLK_13 | Little Kanawha River | WVLK | 815277800 | 815277800 | 0 | 35353448600 | 35353448600 | 0 | 2341401670000 | 2341401670000 | 0
Little Kanawha River | 1021 | WV-OLK-11 | WV-OLK-11_01 | Jackson Run | WVLK-5 | 549441700 | 549441700 | 0 | 96571676700 | 96571676700 | 0 | 2783676871600 | 835103061500 | 70
Little Kanawha River | 1022 | WV-OLK | WV-OLK_13 | Little Kanawha River | WVLK | 194963800 | 194963800 | 0 | 799733000 | 799733000 | 0 | 27877693600 | 27877693600 | 0

## Impaired Stream Connectivity
Little Kanawha River Watershed Impaired Stream Connectivity
Impaired Stream Outlet Subwatershed | Impaired NHD Code | AUID | Impaired Stream Name | Impaired WV Code | Contributing Stream Subwatershed | Contributing NHD Code | AUID | Contributing Stream Name | Contributing WVCode
1001 | WV-OLK | WV-OLK_13 | Little Kanawha River | WVLK | 1001 | WV-OLK | WV-OLK_13 | Little Kanawha River | WVLK
1001 | WV-OLK | WV-OLK_13 | Little Kanawha River | WVLK | 1002 | WV-OLK-1 | WV-OLK-1_01 | Neal Run | WVLK-1
1001 | WV-OLK | WV-OLK_13 | Little Kanawha River | WVLK | 1003 | WV-OLK-1-A | WV-OLK-1-A_01 | UNT/Neal Run RM 2.58
1001 | WV-OLK | WV-OLK_13 | Little Kanawha River | WVLK | 1004 | WV-OLK-1 | WV-OLK-1_01 | Neal Run | WVLK-1
1001 | WV-OLK | WV-OLK_13 | Little Kanawha River | WVLK | 1005 | WV-OLK | WV-OLK_13 | Little Kanawha River | WVLK
1001 | WV-OLK | WV-OLK_13 | Little Kanawha River | WVLK | 1006 | WV-OLK-2 | WV-OLK-2_03 | Worthington Creek | WVLK-2
1001 | WV-OLK | WV-OLK_13 | Little Kanawha River | WVLK | 1007 | WV-OLK-2-A | WV-OLK-2-A_01 | Berry Run | WVLK-2-A
1001 | WV-OLK | WV-OLK_13 | Little Kanawha River | WVLK | 1008 | WV-OLK-2 | WV-OLK-2_03 | Worthington Creek | WVLK-2
1001 | WV-OLK | WV-OLK_13 | Little Kanawha River | WVLK | 1009 | WV-OLK-2-B | WV-OLK-2-B_01 | Holmes Run | WVLK-2-B
1001 | WV-OLK | WV-OLK_13 | Little Kanawha River | WVLK | 1010 | WV-OLK-2 | WV-OLK-2_03 | Worthington Creek | WVLK-2
1001 | WV-OLK | WV-OLK_13 | Little Kanawha River | WVLK | 1011 | WV-OLK-2-C | WV-OLK-2-C_01 | Johnson Run | WVLK-2-B.5
1001 | WV-OLK | WV-OLK_13 | Little Kanawha River | WVLK | 1012 | WV-OLK-2 | WV-OLK-2_03 | Worthington Creek | WVLK-2
1001 | WV-OLK | WV-OLK_13 | Little Kanawha River | WVLK | 1013 | WV-OLK-2-G | WV-OLK-2-G_01 | Gillespie Run | WVLK-2-D
1001 | WV-OLK | WV-OLK_13 | Little Kanawha River | WVLK | 1014 | WV-OLK-2 | WV-OLK-2_02 | Worthington Creek | WVLK-2
1001 | WV-OLK | WV-OLK_13 | Little Kanawha River | WVLK | 1015 | WV-OLK-2-K | WV-OLK-2-K_01 | Laurel Fork | WVLK-2-F
1001 | WV-OLK | WV-OLK_13 | Little Kanawha River | WVLK | 1016 | WV-OLK-2 | WV-OLK-2_01 | Worthington Creek | WVLK-2
1001 | WV-OLK | WV-OLK_13 | Little Kanawha River | WVLK | 1017 | WV-OLK-2 | WV-OLK-2_01 | Worthington Creek | WVLK-2
1001 | WV-OLK | WV-OLK_13 | Little Kanawha River | WVLK | 1018 | WV-OLK | WV-OLK_13 | Little Kanawha River | WVLK
1001 | WV-OLK | WV-OLK_13 | Little Kanawha River | WVLK | 1019 | WV-OLK-7 | WV-OLK-7_01 | Mill Run | WVLK-4
1001 | WV-OLK | WV-OLK_13 | Little Kanawha River | WVLK | 1020 | WV-OLK | WV-OLK_13 | Little Kanawha River | WVLK
1001 | WV-OLK | WV-OLK_13 | Little Kanawha River | WVLK | 1021 | WV-OLK-11 | WV-OLK-11_01 | Jackson Run | WVLK-5
1001 | WV-OLK | WV-OLK_13 | Little Kanawha River | WVLK | 1022 | WV-OLK | WV-OLK_13 | Little Kanawha River | WVLK
1001 | WV-OLK | WV-OLK_13 | Little Kanawha River | WVLK | 1023 | WV-OLK-14 | WV-OLK-14_04 | Tygart Creek | WVLK-6
1001 | WV-OLK | WV-OLK_13 | Little Kanawha River | WVLK | 1024 | WV-OLK-14-G | WV-OLK-14-G_01 | Badgley Fork | WVLK-6-A
1001 | WV-OLK | WV-OLK_13 | Little Kanawha River | WVLK | 1025 | WV-OLK-14 | WV-OLK-14_04 | Tygart Creek | WVLK-6
1001 | WV-OLK | WV-OLK_13 | Little Kanawha River | WVLK | 1026 | WV-OLK-14-H | WV-OLK-14-H_01 | Sams Creek | WVLK-6-B
1001 | WV-OLK | WV-OLK_13 | Little Kanawha River | WVLK | 1027 | WV-OLK-14 | WV-OLK-14_04 | Tygart Creek | WVLK-6
1001 | WV-OLK | WV-OLK_13 | Little Kanawha River | WVLK | 1028 | WV-OLK-14-I | WV-OLK-14-I_02 | Little Tygart Creek | WVLK-6-C
1001 | WV-OLK | WV-OLK_13 | Little Kanawha River | WVLK | 1029 | WV-OLK-14-I-5 | WV-OLK-14-I-5_01 | Lockhart Run | WVLK-6-C-1
1001 | WV-OLK | WV-OLK_13 | Little Kanawha River | WVLK | 1030 | WV-OLK-14-I | WV-OLK-14-I_01 | Little Tygart Creek | WVLK-6-C
1001 | WV-OLK | WV-OLK_13 | Little Kanawha River | WVLK | 1031 | WV-OLK-14 | WV-OLK-14_03 | Tygart Creek | WVLK-6
1001 | WV-OLK | WV-OLK_13 | Little Kanawha River | WVLK | 1032 | WV-OLK-14-L | WV-OLK-14-L_01 | Sugarcamp Run | WVLK-6-D
1001 | WV-OLK | WV-OLK_13 | Little Kanawha River | WVLK | 1033 | WV-OLK-14 | WV-OLK-14_03 | Tygart Creek | WVLK-6
1001 | WV-OLK | WV-OLK_13 | Little Kanawha River | WVLK | 1034 | WV-OLK-14-P | WV-OLK-14-P_01 | Sycamore Run | WVLK-6-E
1001 | WV-OLK | WV-OLK_13 | Little Kanawha River | WVLK | 1035 | WV-OLK-14 | WV-OLK-14_03 | Tygart Creek | WVLK-6
1001 | WV-OLK | WV-OLK_13 | Little Kanawha River | WVLK | 1036 | WV-OLK-14-W | WV-OLK-14-W_01 | Buck Run | WVLK-6-G
1001 | WV-OLK | WV-OLK_13 | Little Kanawha River | WVLK | 1037 | WV-OLK-14 | WV-OLK-14_01 | Tygart Creek | WVLK-6
1001 | WV-OLK | WV-OLK_13 | Little Kanawha River | WVLK | 1038 | WV-OLK-14-AE | WV-OLK-14-AE_01 | UNT/Tygart Creek RM 12.99 | WVLK-6-I.2
1001 | WV-OLK | WV-OLK_13 | Little Kanawha River | WVLK | 1039 | WV-OLK-14 | WV-OLK-14_01 | Tygart Creek | WVLK-6
1001 | WV-OLK | WV-OLK_13 | Little Kanawha River | WVLK | 1040 | WV-OLK-14-AJ | WV-OLK-14-AJ_01 | Rockcamp Run | WVLK-6-J
1001 | WV-OLK | WV-OLK_13 | Little Kanawha River | WVLK | 1041 | WV-OLK-14 | WV-OLK-14_01 | Tygart Creek | WVLK-6
1001 | WV-OLK | WV-OLK_13 | Little Kanawha River | WVLK | 1042 | WV-OLK | WV-OLK_13 | Little Kanawha River | WVLK
1001 | WV-OLK | WV-OLK_13 | Little Kanawha River | WVLK | 1043 | WV-OLK-19 | WV-OLK-19_03 | Stillwell Creek | WVLK-7
1001 | WV-OLK | WV-OLK_13 | Little Kanawha River | WVLK | 1044 | WV-OLK-19-A | WV-OLK-19-A_01 | Little Stillwell Creek | WVLK-7-A
1001 | WV-OLK | WV-OLK_13 | Little Kanawha River | WVLK | 1045 | WV-OLK-19 | WV-OLK-19_03 | Stillwell Creek | WVLK-7
1001 | WV-OLK | WV-OLK_13 | Little Kanawha River | WVLK | 1046 | WV-OLK-19 | WV-OLK-19_03 | Stillwell Creek | WVLK-7
1001 | WV-OLK | WV-OLK_13 | Little Kanawha River | WVLK | 1047 | WV-OLK-19-C | WV-OLK-19-C_01 | Left Fork/Stillwell Creek | WVLK-7-B
1001 | WV-OLK | WV-OLK_13 | Little Kanawha River | WVLK | 1048 | WV-OLK-19 | WV-OLK-19_03 | Stillwell Creek | WVLK-7
1001 | WV-OLK | WV-OLK_13 | Little Kanawha River | WVLK | 1049 | WV-OLK-19 | WV-OLK-19_02 | Stillwell Creek | WVLK-7
1001 | WV-OLK | WV-OLK_13 | Little Kanawha River | WVLK | 1050 | WV-OLK-19 | WV-OLK-19_02 | Stillwell Creek | WVLK-7
1001 | WV-OLK | WV-OLK_13 | Little Kanawha River | WVLK | 1051 | WV-OLK-19-P | WV-OLK-19-P_01 | North Fork/Stillwell Creek | WVLK-7-F
1001 | WV-OLK | WV-OLK_13 | Little Kanawha River | WVLK | 1052 | WV-OLK-19 | WV-OLK-19_01 | Stillwell Creek | WVLK-7
1001 | WV-OLK | WV-OLK_13 | Little Kanawha River | WVLK | 1053 | WV-OLK | WV-OLK_13 | Little Kanawha River | WVLK
1001 | WV-OLK | WV-OLK_13 | Little Kanawha River | WVLK | 1054 | WV-OLK-22 | WV-OLK-22_04 | Walker Creek | WVLK-10
1001 | WV-OLK | WV-OLK_13 | Little Kanawha River | WVLK | 1055 | WV-OLK-22-A | WV-OLK-22-A_01 | Kites Run | WVLK-10-A
1001 | WV-OLK | WV-OLK_13 | Little Kanawha River | WVLK | 1056 | WV-OLK-22 | WV-OLK-22_04 | Walker Creek | WVLK-10
1001 | WV-OLK | WV-OLK_13 | Little Kanawha River | WVLK | 1057 | WV-OLK-22-D | WV-OLK-22-D_01 | Tug Fork | WVLK-10-B
1001 | WV-OLK | WV-OLK_13 | Little Kanawha River | WVLK | 1058 | WV-OLK-22 | WV-OLK-22_03 | Walker Creek | WVLK-10
1001 | WV-OLK | WV-OLK_13 | Little Kanawha River | WVLK | 1059 | WV-OLK-22 | WV-OLK-22_02 | Walker Creek | WVLK-10
1001 | WV-OLK | WV-OLK_13 | Little Kanawha River | WVLK | 1060 | WV-OLK-22_(OLK-L4-073) | WV-OLK-22_(OLK-L4-073) | Walker Creek (MOUNTWOOD PARK LAKE) | WVLK-10
1001 | WV-OLK | WV-OLK_13 | Little Kanawha River | WVLK | 1061 | WV-OLK-22 | WV-OLK-22_01 | Walker Creek | WVLK-10
1001 | WV-OLK | WV-OLK_13 | Little Kanawha River | WVLK | 1062 | WV-OLK | WV-OLK_13 | Little Kanawha River | WVLK
1001 | WV-OLK | WV-OLK_13 | Little Kanawha River | WVLK | 1063 | WV-OLK-25 | WV-OLK-25_03 | Slate Creek | WVLK-11
1001 | WV-OLK | WV-OLK_13 | Little Kanawha River | WVLK | 1064 | WV-OLK-25-B | WV-OLK-25-B_01 | Road Run | WVLK-11-B
1001 | WV-OLK | WV-OLK_13 | Little Kanawha River | WVLK | 1065 | WV-OLK-25 | WV-OLK-25_03 | Slate Creek | WVLK-11
1001 | WV-OLK | WV-OLK_13 | Little Kanawha River | WVLK | 1066 | WV-OLK-25-F | WV-OLK-25-F_01 | Mudlick Run | WVLK-11-E
1001 | WV-OLK | WV-OLK_13 | Little Kanawha River | WVLK | 1067 | WV-OLK-25 | WV-OLK-25_01 | Slate Creek | WVLK-11
1001 | WV-OLK | WV-OLK_13 | Little Kanawha River | WVLK | 1068 | WV-OLK-25-H | WV-OLK-25-H_01 | Wolf Run | WVLK-11-G
1001 | WV-OLK | WV-OLK_13 | Little Kanawha River | WVLK | 1069 | WV-OLK-25 | WV-OLK-25_01 | Slate Creek | WVLK-11
1001 | WV-OLK | WV-OLK_13 | Little Kanawha River | WVLK | 1070 | WV-OLK-25-M | WV-OLK-25-M_01 | Left Fork/Slate Creek
1001 | WV-OLK | WV-OLK_13 | Little Kanawha River | WVLK | 1071 | WV-OLK-25-N | WV-OLK-25-N_01 | Right Fork/Slate Creek
1001 | WV-OLK | WV-OLK_13 | Little Kanawha River | WVLK | 1072 | WV-OLK | WV-OLK_13 | Little Kanawha River | WVLK
1001 | WV-OLK | WV-OLK_13 | Little Kanawha River | WVLK | 1073 | WV-OLK | WV-OLK_12 | Little Kanawha River | WVLK
1001 | WV-OLK | WV-OLK_13 | Little Kanawha River | WVLK | 1074 | WV-OLK-34 | WV-OLK-34_01 | Lee Creek | WVLK-17
1001 | WV-OLK | WV-OLK_13 | Little Kanawha River | WVLK | 1075 | WV-OLK | WV-OLK_12 | Little Kanawha River | WVLK
1001 | WV-OLK | WV-OLK_13 | Little Kanawha River | WVLK | 1076 | WV-OLK-37 | WV-OLK-37_01 | Grieves Run | WVLK-19
1001 | WV-OLK | WV-OLK_13 | Little Kanawha River | WVLK | 1077 | WV-OLK | WV-OLK_12 | Little Kanawha River | WVLK
1001 | WV-OLK | WV-OLK_13 | Little Kanawha River | WVLK | 1078 | WV-OLK-39 | WV-OLK-39_03 | Standingstone Creek | WVLK-21
1001 | WV-OLK | WV-OLK_13 | Little Kanawha River | WVLK | 1079 | WV-OLK-39-B | WV-OLK-39-B_01 | Parish Fork | WVLK-21-A
1001 | WV-OLK | WV-OLK_13 | Little Kanawha River | WVLK | 1080 | WV-OLK-39 | WV-OLK-39_03 | Standingstone Creek | WVLK-21
1001 | WV-OLK | WV-OLK_13 | Little Kanawha River | WVLK | 1081 | WV-OLK-39-D | WV-OLK-39-D_01 | Oil Rock Run | WVLK-21-B
1001 | WV-OLK | WV-OLK_13 | Little Kanawha River | WVLK | 1082 | WV-OLK-39 | WV-OLK-39_01 | Standingstone Creek | WVLK-21
1001 | WV-OLK | WV-OLK_13 | Little Kanawha River | WVLK | 1083 | WV-OLK-39-G | WV-OLK-39-G_01 | Deaver Fork | WVLK-21-D
1001 | WV-OLK | WV-OLK_13 | Little Kanawha River | WVLK | 1084 | WV-OLK-39 | WV-OLK-39_01 | Standingstone Creek | WVLK-21
1001 | WV-OLK | WV-OLK_13 | Little Kanawha River | WVLK | 1085 | WV-OLK-39-K | WV-OLK-39-K_01 | Brushy Fork | WVLK-21-G
1001 | WV-OLK | WV-OLK_13 | Little Kanawha River | WVLK | 1086 | WV-OLK-39 | WV-OLK-39_01 | Standingstone Creek | WVLK-21
1001 | WV-OLK | WV-OLK_13 | Little Kanawha River | WVLK | 1087 | WV-OLK | WV-OLK_12 | Little Kanawha River | WVLK
1001 | WV-OLK | WV-OLK_13 | Little Kanawha River | WVLK | 1088 | WV-OLK-43 | WV-OLK-43_03 | Tucker Creek | WVLK-23
1001 | WV-OLK | WV-OLK_13 | Little Kanawha River | WVLK | 1089 | WV-OLK-43-C | WV-OLK-43-C_01 | Horse Run | WVLK-23-A
1001 | WV-OLK | WV-OLK_13 | Little Kanawha River | WVLK | 1090 | WV-OLK-43 | WV-OLK-43_02 | Tucker Creek | WVLK-23
1001 | WV-OLK | WV-OLK_13 | Little Kanawha River | WVLK | 1091 | WV-OLK-43-G | WV-OLK-43-G_01 | Drift Run | WVLK-23-C
1001 | WV-OLK | WV-OLK_13 | Little Kanawha River | WVLK | 1092 | WV-OLK-43 | WV-OLK-43_02 | Tucker Creek | WVLK-23
1001 | WV-OLK | WV-OLK_13 | Little Kanawha River | WVLK | 1093 | WV-OLK-43-H | WV-OLK-43-H_01 | Ballard Run | WVLK-23-D
1001 | WV-OLK | WV-OLK_13 | Little Kanawha River | WVLK | 1094 | WV-OLK-43 | WV-OLK-43_01 | Tucker Creek | WVLK-23
1001 | WV-OLK | WV-OLK_13 | Little Kanawha River | WVLK | 1095 | WV-OLK | WV-OLK_12 | Little Kanawha River | WVLK
1001 | WV-OLK | WV-OLK_13 | Little Kanawha River | WVLK | 1096 | WV-OLK-44 | WV-OLK-44_01 | Two Ripple Run | WVLK-24
1001 | WV-OLK | WV-OLK_13 | Little Kanawha River | WVLK | 1097 | WV-OLK | WV-OLK_12 | Little Kanawha River | WVLK
1001 | WV-OLK | WV-OLK_13 | Little Kanawha River | WVLK | 1098 | WV-OLK-45 | WV-OLK-45_06 | Reedy Creek | WVLK-25
1001 | WV-OLK | WV-OLK_13 | Little Kanawha River | WVLK | 1099 | WV-OLK-45-C | WV-OLK-45-C_03 | Right Reedy Creek | WVLK-25-B
1001 | WV-OLK | WV-OLK_13 | Little Kanawha River | WVLK | 1100 | WV-OLK-45-C-1 | WV-OLK-45-C-1_01 | Lynncamp Run | WVLK-25-B-1
1001 | WV-OLK | WV-OLK_13 | Little Kanawha River | WVLK | 1101 | WV-OLK-45-C-1-D | WV-OLK-45-C-1-D_01 | Buell Fork | WVLK-25-B-1-C
1001 | WV-OLK | WV-OLK_13 | Little Kanawha River | WVLK | 1102 | WV-OLK-45-C-1 | WV-OLK-45-C-1_01 | Lynncamp Run | WVLK-25-B-1
1001 | WV-OLK | WV-OLK_13 | Little Kanawha River | WVLK | 1103 | WV-OLK-45-C | WV-OLK-45-C_03 | Right Reedy Creek | WVLK-25-B
1001 | WV-OLK | WV-OLK_13 | Little Kanawha River | WVLK | 1104 | WV-OLK-45-C-7 | WV-OLK-45-C-7_01 | Thorns Run | WVLK-25-B-4
1001 | WV-OLK | WV-OLK_13 | Little Kanawha River | WVLK | 1105 | WV-OLK-45-C | WV-OLK-45-C_03 | Right Reedy Creek | WVLK-25-B
1001 | WV-OLK | WV-OLK_13 | Little Kanawha River | WVLK | 1106 | WV-OLK-45-C-9 | WV-OLK-45-C-9_01 | Big Run | WVLK-25-B-6
1001 | WV-OLK | WV-OLK_13 | Little Kanawha River | WVLK | 1107 | WV-OLK-45-C | WV-OLK-45-C_03 | Right Reedy Creek | WVLK-25-B
1001 | WV-OLK | WV-OLK_13 | Little Kanawha River | WVLK | 1108 | WV-OLK-45-C-10 | WV-OLK-45-C-10_01 | Somerville Fork | WVLK-25-B-7
1001 | WV-OLK | WV-OLK_13 | Little Kanawha River | WVLK | 1109 | WV-OLK-45-C | WV-OLK-45-C_03 | Right Reedy Creek | WVLK-25-B
1001 | WV-OLK | WV-OLK_13 | Little Kanawha River | WVLK | 1110 | WV-OLK-45-C-11 | WV-OLK-45-C-11_01 | Cranesnest Run | WVLK-25-B-8
1001 | WV-OLK | WV-OLK_13 | Little Kanawha River | WVLK | 1111 | WV-OLK-45-C | WV-OLK-45-C_03 | Right Reedy Creek | WVLK-25-B
1001 | WV-OLK | WV-OLK_13 | Little Kanawha River | WVLK | 1112 | WV-OLK-45-C-13 | WV-OLK-45-C-13_01 | Enoch Fork | WVLK-25-B-10
1001 | WV-OLK | WV-OLK_13 | Little Kanawha River | WVLK | 1113 | WV-OLK-45-C-14 | WV-OLK-45-C-14_01 | Fulls Fork | WVLK-25-B-9
1001 | WV-OLK | WV-OLK_13 | Little Kanawha River | WVLK | 1114 | WV-OLK-45 | WV-OLK-45_05 | Reedy Creek | WVLK-25
1001 | WV-OLK | WV-OLK_13 | Little Kanawha River | WVLK | 1115 | WV-OLK-45-K | WV-OLK-45-K_01 | Two Run | WVLK-25-G
1001 | WV-OLK | WV-OLK_13 | Little Kanawha River | WVLK | 1116 | WV-OLK-45 | WV-OLK-45_05 | Reedy Creek | WVLK-25
1001 | WV-OLK | WV-OLK_13 | Little Kanawha River | WVLK | 1117 | WV-OLK-45-Q | WV-OLK-45-Q_01 | Conrad Run | WVLK-25-L
1001 | WV-OLK | WV-OLK_13 | Little Kanawha River | WVLK | 1118 | WV-OLK-45 | WV-OLK-45_05 | Reedy Creek | WVLK-25
1001 | WV-OLK | WV-OLK_13 | Little Kanawha River | WVLK | 1119 | WV-OLK-45-S | WV-OLK-45-S_01 | Stutler Run | WVLK-25-N
1001 | WV-OLK | WV-OLK_13 | Little Kanawha River | WVLK | 1120 | WV-OLK-45 | WV-OLK-45_05 | Reedy Creek | WVLK-25
1001 | WV-OLK | WV-OLK_13 | Little Kanawha River | WVLK | 1121 | WV-OLK-45-U | WV-OLK-45-U_01 | Cain Run | WVLK-25-O
1001 | WV-OLK | WV-OLK_13 | Little Kanawha River | WVLK | 1122 | WV-OLK-45 | WV-OLK-45_05 | Reedy Creek | WVLK-25
1001 | WV-OLK | WV-OLK_13 | Little Kanawha River | WVLK | 1123 | WV-OLK-45-X | WV-OLK-45-X_05 | Left Fork/Reedy Creek | WVLK-25-S
1001 | WV-OLK | WV-OLK_13 | Little Kanawha River | WVLK | 1124 | WV-OLK-45-X-1 | WV-OLK-45-X-1_02 | Middle Fork/Reedy Creek | WVLK-25-R
1001 | WV-OLK | WV-OLK_13 | Little Kanawha River | WVLK | 1125 | WV-OLK-45-X-1-C | WV-OLK-45-X-1-C_01 | Johnson Run | WVLK-25-R-2
1001 | WV-OLK | WV-OLK_13 | Little Kanawha River | WVLK | 1126 | WV-OLK-45-X-1 | WV-OLK-45-X-1_02 | Middle Fork/Reedy Creek | WVLK-25-R
1001 | WV-OLK | WV-OLK_13 | Little Kanawha River | WVLK | 1127 | WV-OLK-45-X-1 | WV-OLK-45-X-1_01 | Middle Fork/Reedy Creek | WVLK-25-R
1001 | WV-OLK | WV-OLK_13 | Little Kanawha River | WVLK | 1128 | WV-OLK-45-X | WV-OLK-45-X_04 | Left Fork/Reedy Creek | WVLK-25-S
1001 | WV-OLK | WV-OLK_13 | Little Kanawha River | WVLK | 1129 | WV-OLK-45-X-9 | WV-OLK-45-X-9_01 | Rush Run | WVLK-25-S-5
1001 | WV-OLK | WV-OLK_13 | Little Kanawha River | WVLK | 1130 | WV-OLK-45-X | WV-OLK-45-X_03 | Left Fork/Reedy Creek | WVLK-25-S
1001 | WV-OLK | WV-OLK_13 | Little Kanawha River | WVLK | 1131 | WV-OLK-45-X-10 | WV-OLK-45-X-10_01 | Bear Run | WVLK-25-S-6
1001 | WV-OLK | WV-OLK_13 | Little Kanawha River | WVLK | 1132 | WV-OLK-45-X | WV-OLK-45-X_03 | Left Fork/Reedy Creek | WVLK-25-S
1001 | WV-OLK | WV-OLK_13 | Little Kanawha River | WVLK | 1133 | WV-OLK-45-X-15 | WV-OLK-45-X-15_01 | Colt Run | WVLK-25-S-8
1001 | WV-OLK | WV-OLK_13 | Little Kanawha River | WVLK | 1134 | WV-OLK-45-X | WV-OLK-45-X_03 | Left Fork/Reedy Creek | WVLK-25-S
1001 | WV-OLK | WV-OLK_13 | Little Kanawha River | WVLK | 1135 | WV-OLK-45-X-18 | WV-OLK-45-X-18_01 | Tucker Run | WVLK-25-S-11
1001 | WV-OLK | WV-OLK_13 | Little Kanawha River | WVLK | 1136 | WV-OLK-45-X | WV-OLK-45-X_02 | Left Fork/Reedy Creek | WVLK-25-S
1001 | WV-OLK | WV-OLK_13 | Little Kanawha River | WVLK | 1137 | WV-OLK-45-X-24 | WV-OLK-45-X-24_01 | Stover Fork | WVLK-25-S-13
1001 | WV-OLK | WV-OLK_13 | Little Kanawha River | WVLK | 1138 | WV-OLK-45-X | WV-OLK-45-X_01 | Left Fork/Reedy Creek | WVLK-25-S
1001 | WV-OLK | WV-OLK_13 | Little Kanawha River | WVLK | 1139 | WV-OLK-45-Y | WV-OLK-45-Y_02 | Right Fork/Reedy Creek | WVLK-25-Q
1001 | WV-OLK | WV-OLK_13 | Little Kanawha River | WVLK | 1140 | WV-OLK-45-Y-2 | WV-OLK-45-Y-2_01 | Seaman Fork | WVLK-25-Q-1
1001 | WV-OLK | WV-OLK_13 | Little Kanawha River | WVLK | 1141 | WV-OLK-45-Y | WV-OLK-45-Y_01 | Right Fork/Reedy Creek | WVLK-25-Q
1001 | WV-OLK | WV-OLK_13 | Little Kanawha River | WVLK | 1142 | WV-OLK | WV-OLK_12 | Little Kanawha River | WVLK
1001 | WV-OLK | WV-OLK_13 | Little Kanawha River | WVLK | 1143 | WV-OLK-49 | WV-OLK-49_01 | Chestnut Run | WVLK-28
1001 | WV-OLK | WV-OLK_13 | Little Kanawha River | WVLK | 1144 | WV-OLK | WV-OLK_12 | Little Kanawha River | WVLK
1001 | WV-OLK | WV-OLK_13 | Little Kanawha River | WVLK | 1145 | WV-OLK-52 | WV-OLK-52_01 | Burning Springs Run | WVLK-29.5
1001 | WV-OLK | WV-OLK_13 | Little Kanawha River | WVLK | 1146 | WV-OLK | WV-OLK_12 | Little Kanawha River | WVLK
1001 | WV-OLK | WV-OLK_13 | Little Kanawha River | WVLK | 1147 | WV-OLK-55 | WV-OLK-55_05 | Spring Creek | WVLK-31
1001 | WV-OLK | WV-OLK_13 | Little Kanawha River | WVLK | 1148 | WV-OLK-55-A | WV-OLK-55-A_01 | Bear Run | WVLK-31-A
1001 | WV-OLK | WV-OLK_13 | Little Kanawha River | WVLK | 1149 | WV-OLK-55 | WV-OLK-55_05 | Spring Creek | WVLK-31
1001 | WV-OLK | WV-OLK_13 | Little Kanawha River | WVLK | 1150 | WV-OLK-55-F | WV-OLK-55-F_01 | Horse Run | WVLK-31-F
1001 | WV-OLK | WV-OLK_13 | Little Kanawha River | WVLK | 1151 | WV-OLK-55 | WV-OLK-55_05 | Spring Creek | WVLK-31
1001 | WV-OLK | WV-OLK_13 | Little Kanawha River | WVLK | 1152 | WV-OLK-55-H | WV-OLK-55-H_01 | Beaverdam Run | WVLK-31-H
1001 | WV-OLK | WV-OLK_13 | Little Kanawha River | WVLK | 1153 | WV-OLK-55 | WV-OLK-55_05 | Spring Creek | WVLK-31
1001 | WV-OLK | WV-OLK_13 | Little Kanawha River | WVLK | 1154 | WV-OLK-55-N | WV-OLK-55-N_01 | Bear Run | WVLK-31-M
1001 | WV-OLK | WV-OLK_13 | Little Kanawha River | WVLK | 1155 | WV-OLK-55 | WV-OLK-55_05 | Spring Creek | WVLK-31
1001 | WV-OLK | WV-OLK_13 | Little Kanawha River | WVLK | 1156 | WV-OLK-55-R | WV-OLK-55-R_01 | Little Spring Creek | WVLK-31-O
1001 | WV-OLK | WV-OLK_13 | Little Kanawha River | WVLK | 1157 | WV-OLK-55-R-2 | WV-OLK-55-R-2_01 | Left Fork/Little Spring Creek | WVLK-31-O-2
1001 | WV-OLK | WV-OLK_13 | Little Kanawha River | WVLK | 1158 | WV-OLK-55-R | WV-OLK-55-R_01 | Little Spring Creek | WVLK-31-O
1001 | WV-OLK | WV-OLK_13 | Little Kanawha River | WVLK | 1159 | WV-OLK-55-R-8 | WV-OLK-55-R-8_01 | Right Fork/Little Spring Creek | WVLK-31-O-6
1001 | WV-OLK | WV-OLK_13 | Little Kanawha River | WVLK | 1160 | WV-OLK-55-R | WV-OLK-55-R_01 | Little Spring Creek | WVLK-31-O
1001 | WV-OLK | WV-OLK_13 | Little Kanawha River | WVLK | 1161 | WV-OLK-55 | WV-OLK-55_04 | Spring Creek | WVLK-31
1001 | WV-OLK | WV-OLK_13 | Little Kanawha River | WVLK | 1162 | WV-OLK-55-U | WV-OLK-55-U_01 | Island Run | WVLK-31-R
1001 | WV-OLK | WV-OLK_13 | Little Kanawha River | WVLK | 1163 | WV-OLK-55 | WV-OLK-55_04 | Spring Creek | WVLK-31
1001 | WV-OLK | WV-OLK_13 | Little Kanawha River | WVLK | 1164 | WV-OLK-55-AC | WV-OLK-55-AC_01 | Nancy Run | WVLK-31-W
1001 | WV-OLK | WV-OLK_13 | Little Kanawha River | WVLK | 1165 | WV-OLK-55 | WV-OLK-55_04 | Spring Creek | WVLK-31
1001 | WV-OLK | WV-OLK_13 | Little Kanawha River | WVLK | 1166 | WV-OLK-55-AF | WV-OLK-55-AF_01 | Tanner Run | WVLK-31-X
1001 | WV-OLK | WV-OLK_13 | Little Kanawha River | WVLK | 1167 | WV-OLK-55-AF-1_(OLK-L2-080) | WV-OLK-55-AF-1_(OLK-L2-080) | Miletree Run (MILETREE LAKE) | WVLK-31-X-1
1001 | WV-OLK | WV-OLK_13 | Little Kanawha River | WVLK | 1168 | WV-OLK-55-AF | WV-OLK-55-AF_01 | Tanner Run | WVLK-31-X
1001 | WV-OLK | WV-OLK_13 | Little Kanawha River | WVLK | 1169 | WV-OLK-55-AF-2 | WV-OLK-55-AF-2_01 | Scaffold Run | WVLK-31-X-2
1001 | WV-OLK | WV-OLK_13 | Little Kanawha River | WVLK | 1170 | WV-OLK-55-AF | WV-OLK-55-AF_01 | Tanner Run | WVLK-31-X
1001 | WV-OLK | WV-OLK_13 | Little Kanawha River | WVLK | 1171 | WV-OLK-55 | WV-OLK-55_04 | Spring Creek | WVLK-31
1001 | WV-OLK | WV-OLK_13 | Little Kanawha River | WVLK | 1172 | WV-OLK-55-AG | WV-OLK-55-AG_01 | Goff Run | WVLK-31-Y
1001 | WV-OLK | WV-OLK_13 | Little Kanawha River | WVLK | 1173 | WV-OLK-55 | WV-OLK-55_04 | Spring Creek | WVLK-31
1001 | WV-OLK | WV-OLK_13 | Little Kanawha River | WVLK | 1174 | WV-OLK-55-AI | WV-OLK-55-AI_03 | Left Fork/Spring Creek | WVLK-31-Z
1001 | WV-OLK | WV-OLK_13 | Little Kanawha River | WVLK | 1175 | WV-OLK-55-AI-2 | WV-OLK-55-AI-2_01 | Charles Fork | WVLK-31-Z-1
1001 | WV-OLK | WV-OLK_13 | Little Kanawha River | WVLK | 1176 | WV-OLK-55-AI | WV-OLK-55-AI_02 | Left Fork/Spring Creek | WVLK-31-Z
1001 | WV-OLK | WV-OLK_13 | Little Kanawha River | WVLK | 1177 | WV-OLK-55-AI-5 | WV-OLK-55-AI-5_01 | Vandale Fork | WVLK-31-Z-3
1001 | WV-OLK | WV-OLK_13 | Little Kanawha River | WVLK | 1178 | WV-OLK-55-AI | WV-OLK-55-AI_01 | Left Fork/Spring Creek | WVLK-31-Z
1001 | WV-OLK | WV-OLK_13 | Little Kanawha River | WVLK | 1179 | WV-OLK-55-AJ | WV-OLK-55-AJ_02 | Right Fork/Spring Creek | WVLK-31-AA
1001 | WV-OLK | WV-OLK_13 | Little Kanawha River | WVLK | 1180 | WV-OLK-55-AJ-2 | WV-OLK-55-AJ-2_01 | Lick Fork | WVLK-31-AA-1
1001 | WV-OLK | WV-OLK_13 | Little Kanawha River | WVLK | 1181 | WV-OLK-55-AJ | WV-OLK-55-AJ_02 | Right Fork/Spring Creek | WVLK-31-AA
1001 | WV-OLK | WV-OLK_13 | Little Kanawha River | WVLK | 1182 | WV-OLK-55-AJ-7 | WV-OLK-55-AJ-7_01 | Missouri Fork | WVLK-31-AA-3
1001 | WV-OLK | WV-OLK_13 | Little Kanawha River | WVLK | 1183 | WV-OLK-55-AJ | WV-OLK-55-AJ_01 | Right Fork/Spring Creek | WVLK-31-AA
1001 | WV-OLK | WV-OLK_13 | Little Kanawha River | WVLK | 1184 | WV-OLK | WV-OLK_12 | Little Kanawha River | WVLK
1001 | WV-OLK | WV-OLK_13 | Little Kanawha River | WVLK | 2001 | WV-OLK-59 | WV-OLK-59_07 | West Fork/Little Kanawha River | WVLKW
1001 | WV-OLK | WV-OLK_13 | Little Kanawha River | WVLK | 2002 | WV-OLK-59-A | WV-OLK-59-A_01 | Little Creek | WVLKW-1
1001 | WV-OLK | WV-OLK_13 | Little Kanawha River | WVLK | 2003 | WV-OLK-59 | WV-OLK-59_07 | West Fork/Little Kanawha River | WVLKW
1001 | WV-OLK | WV-OLK_13 | Little Kanawha River | WVLK | 2004 | WV-OLK-59-G | WV-OLK-59-G_01 | Rockcamp Run | WVLKW-5
1001 | WV-OLK | WV-OLK_13 | Little Kanawha River | WVLK | 2005 | WV-OLK-59 | WV-OLK-59_07 | West Fork/Little Kanawha River | WVLKW
1001 | WV-OLK | WV-OLK_13 | Little Kanawha River | WVLK | 2006 | WV-OLK-59-J | WV-OLK-59-J_01 | Barnes Run | WVLKW-8
1001 | WV-OLK | WV-OLK_13 | Little Kanawha River | WVLK | 2007 | WV-OLK-59 | WV-OLK-59_07 | West Fork/Little Kanawha River | WVLKW
1001 | WV-OLK | WV-OLK_13 | Little Kanawha River | WVLK | 2008 | WV-OLK-59-O | WV-OLK-59-O_01 | Rowles Run | WVLKW-10
1001 | WV-OLK | WV-OLK_13 | Little Kanawha River | WVLK | 2009 | WV-OLK-59-O-3 | WV-OLK-59-O-3_01 | Hardman Fork | WVLKW-10-B
1001 | WV-OLK | WV-OLK_13 | Little Kanawha River | WVLK | 2010 | WV-OLK-59-O | WV-OLK-59-O_01 | Rowles Run | WVLKW-10
1001 | WV-OLK | WV-OLK_13 | Little Kanawha River | WVLK | 2011 | WV-OLK-59 | WV-OLK-59_07 | West Fork/Little Kanawha River | WVLKW
1001 | WV-OLK | WV-OLK_13 | Little Kanawha River | WVLK | 2012 | WV-OLK-59-S | WV-OLK-59-S_01 | Triplett Run | WVLKW-14
1001 | WV-OLK | WV-OLK_13 | Little Kanawha River | WVLK | 2013 | WV-OLK-59-S-2 | WV-OLK-59-S-2_01 | Right Fork/Triplett Run | WVLKW-14-A
1001 | WV-OLK | WV-OLK_13 | Little Kanawha River | WVLK | 2014 | WV-OLK-59-S | WV-OLK-59-S_01 | Triplett Run | WVLKW-14
1001 | WV-OLK | WV-OLK_13 | Little Kanawha River | WVLK | 2015 | WV-OLK-59 | WV-OLK-59_07 | West Fork/Little Kanawha River | WVLKW
1001 | WV-OLK | WV-OLK_13 | Little Kanawha River | WVLK | 2016 | WV-OLK-59-W | WV-OLK-59-W_05 | Henry Fork | WVLKW-15
1001 | WV-OLK | WV-OLK_13 | Little Kanawha River | WVLK | 2017 | WV-OLK-59-W-8 | WV-OLK-59-W-8_01 | Laurel Run | WVLKW-15-F
1001 | WV-OLK | WV-OLK_13 | Little Kanawha River | WVLK | 2018 | WV-OLK-59-W | WV-OLK-59-W_05 | Henry Fork | WVLKW-15
1001 | WV-OLK | WV-OLK_13 | Little Kanawha River | WVLK | 2019 | WV-OLK-59-W-9 | WV-OLK-59-W-9_01 | Leatherbark Creek | WVLKW-15-G
1001 | WV-OLK | WV-OLK_13 | Little Kanawha River | WVLK | 2020 | WV-OLK-59-W | WV-OLK-59-W_05 | Henry Fork | WVLKW-15
1001 | WV-OLK | WV-OLK_13 | Little Kanawha River | WVLK | 2021 | WV-OLK-59-W-11 | WV-OLK-59-W-11_01 | Island Run | WVLKW-15-H
1001 | WV-OLK | WV-OLK_13 | Little Kanawha River | WVLK | 2022 | WV-OLK-59-W | WV-OLK-59-W_05 | Henry Fork | WVLKW-15
1001 | WV-OLK | WV-OLK_13 | Little Kanawha River | WVLK | 2023 | WV-OLK-59-W-12 | WV-OLK-59-W-12_03 | Beech Fork | WVLKW-15-I
1001 | WV-OLK | WV-OLK_13 | Little Kanawha River | WVLK | 2024 | WV-OLK-59-W-12-F | WV-OLK-59-W-12-F_01 | Road Run | WVLKW-15-I-3
1001 | WV-OLK | WV-OLK_13 | Little Kanawha River | WVLK | 2025 | WV-OLK-59-W-12 | WV-OLK-59-W-12_03 | Beech Fork | WVLKW-15-I
1001 | WV-OLK | WV-OLK_13 | Little Kanawha River | WVLK | 2026 | WV-OLK-59-W-12-Q | WV-OLK-59-W-12-Q_01 | Fink Run | WVLKW-15-I-7
1001 | WV-OLK | WV-OLK_13 | Little Kanawha River | WVLK | 2027 | WV-OLK-59-W-12 | WV-OLK-59-W-12_02 | Beech Fork | WVLKW-15-I
1001 | WV-OLK | WV-OLK_13 | Little Kanawha River | WVLK | 2028 | WV-OLK-59-W-12-T | WV-OLK-59-W-12-T_01 | Sang Run | WVLKW-15-I-9
1001 | WV-OLK | WV-OLK_13 | Little Kanawha River | WVLK | 2029 | WV-OLK-59-W-12 | WV-OLK-59-W-12_01 | Beech Fork | WVLKW-15-I
1001 | WV-OLK | WV-OLK_13 | Little Kanawha River | WVLK | 2030 | WV-OLK-59-W | WV-OLK-59-W_04 | Henry Fork | WVLKW-15
1001 | WV-OLK | WV-OLK_13 | Little Kanawha River | WVLK | 2031 | WV-OLK-59-W-15 | WV-OLK-59-W-15_01 | Clover Run | WVLKW-15-L
1001 | WV-OLK | WV-OLK_13 | Little Kanawha River | WVLK | 2032 | WV-OLK-59-W-15-H | WV-OLK-59-W-15-H_01 | Chambers Fork | WVLKW-15-L-3
1001 | WV-OLK | WV-OLK_13 | Little Kanawha River | WVLK | 2033 | WV-OLK-59-W-15 | WV-OLK-59-W-15_01 | Clover Run | WVLKW-15-L
1001 | WV-OLK | WV-OLK_13 | Little Kanawha River | WVLK | 2034 | WV-OLK-59-W | WV-OLK-59-W_04 | Henry Fork | WVLKW-15
1001 | WV-OLK | WV-OLK_13 | Little Kanawha River | WVLK | 2035 | WV-OLK-59-W-17 | WV-OLK-59-W-17_01 | Rush Run | WVLKW-15-M
1001 | WV-OLK | WV-OLK_13 | Little Kanawha River | WVLK | 2036 | WV-OLK-59-W-17 | WV-OLK-59-W-17_01 | Rush Run | WVLKW-15-M
1001 | WV-OLK | WV-OLK_13 | Little Kanawha River | WVLK | 2037 | WV-OLK-59-W | WV-OLK-59-W_03 | Henry Fork | WVLKW-15
1001 | WV-OLK | WV-OLK_13 | Little Kanawha River | WVLK | 2038 | WV-OLK-59-W-22 | WV-OLK-59-W-22_01 | Hayes Run | WVLKW-15-O
1001 | WV-OLK | WV-OLK_13 | Little Kanawha River | WVLK | 2039 | WV-OLK-59-W | WV-OLK-59-W_03 | Henry Fork | WVLKW-15
1001 | WV-OLK | WV-OLK_13 | Little Kanawha River | WVLK | 2040 | WV-OLK-59-W-26 | WV-OLK-59-W-26_01 | Canoe Run | WVLKW-15-R
1001 | WV-OLK | WV-OLK_13 | Little Kanawha River | WVLK | 2041 | WV-OLK-59-W | WV-OLK-59-W_02 | Henry Fork | WVLKW-15
1001 | WV-OLK | WV-OLK_13 | Little Kanawha River | WVLK | 2042 | WV-OLK-59-W-29 | WV-OLK-59-W-29_01 | Sycamore Fork | WVLKW-15-T
1001 | WV-OLK | WV-OLK_13 | Little Kanawha River | WVLK | 2043 | WV-OLK-59-W | WV-OLK-59-W_01 | Henry Fork | WVLKW-15
1001 | WV-OLK | WV-OLK_13 | Little Kanawha River | WVLK | 2044 | WV-OLK-59 | WV-OLK-59_06 | West Fork/Little Kanawha River | WVLKW
1001 | WV-OLK | WV-OLK_13 | Little Kanawha River | WVLK | 2045 | WV-OLK-59-Z | WV-OLK-59-Z_01 | Barnes Run | WVLKW-16
1001 | WV-OLK | WV-OLK_13 | Little Kanawha River | WVLK | 2046 | WV-OLK-59-Z-2 | WV-OLK-59-Z-2_01 | Left Fork/Barnes Run | WVLKW-16-A
1001 | WV-OLK | WV-OLK_13 | Little Kanawha River | WVLK | 2047 | WV-OLK-59-Z | WV-OLK-59-Z_01 | Barnes Run | WVLKW-16
1001 | WV-OLK | WV-OLK_13 | Little Kanawha River | WVLK | 2048 | WV-OLK-59 | WV-OLK-59_06 | West Fork/Little Kanawha River | WVLKW
1001 | WV-OLK | WV-OLK_13 | Little Kanawha River | WVLK | 2049 | WV-OLK-59-AF | WV-OLK-59-AF_01 | Jesse Run | WVLKW-17
1001 | WV-OLK | WV-OLK_13 | Little Kanawha River | WVLK | 2050 | WV-OLK-59 | WV-OLK-59_06 | West Fork/Little Kanawha River | WVLKW
1001 | WV-OLK | WV-OLK_13 | Little Kanawha River | WVLK | 2051 | WV-OLK-59-AL | WV-OLK-59-AL_01 | Daniels Run | WVLKW-21
1001 | WV-OLK | WV-OLK_13 | Little Kanawha River | WVLK | 2052 | WV-OLK-59-AL-1 | WV-OLK-59-AL-1_01 | Right Fork/Daniels Run | WVLKW-21-A
1001 | WV-OLK | WV-OLK_13 | Little Kanawha River | WVLK | 2053 | WV-OLK-59-AL-2 | WV-OLK-59-AL-2_01 | Left Fork/Daniels Run | WVLKW-21-B
1001 | WV-OLK | WV-OLK_13 | Little Kanawha River | WVLK | 2054 | WV-OLK-59 | WV-OLK-59_05 | West Fork/Little Kanawha River | WVLKW
1001 | WV-OLK | WV-OLK_13 | Little Kanawha River | WVLK | 2055 | WV-OLK-59-AS | WV-OLK-59-AS_01 | Mushroom Run | WVLKW-23.5
1001 | WV-OLK | WV-OLK_13 | Little Kanawha River | WVLK | 2056 | WV-OLK-59 | WV-OLK-59_05 | West Fork/Little Kanawha River | WVLKW
1001 | WV-OLK | WV-OLK_13 | Little Kanawha River | WVLK | 2057 | WV-OLK-59-AX | WV-OLK-59-AX_01 | Millstone Creek | WVLKW-27
1001 | WV-OLK | WV-OLK_13 | Little Kanawha River | WVLK | 2058 | WV-OLK-59 | WV-OLK-59_05 | West Fork/Little Kanawha River | WVLKW
1001 | WV-OLK | WV-OLK_13 | Little Kanawha River | WVLK | 2059 | WV-OLK-59-BB | WV-OLK-59-BB_01 | Crummis Creek | WVLKW-28
1001 | WV-OLK | WV-OLK_13 | Little Kanawha River | WVLK | 2060 | WV-OLK-59-BB-2 | WV-OLK-59-BB-2_01 | Right Fork/Crummis Creek | WVLKW-28-A
1001 | WV-OLK | WV-OLK_13 | Little Kanawha River | WVLK | 2061 | WV-OLK-59-BB | WV-OLK-59-BB_01 | Crummis Creek | WVLKW-28
1001 | WV-OLK | WV-OLK_13 | Little Kanawha River | WVLK | 2062 | WV-OLK-59 | WV-OLK-59_05 | West Fork/Little Kanawha River | WVLKW
1001 | WV-OLK | WV-OLK_13 | Little Kanawha River | WVLK | 2063 | WV-OLK-59-BH | WV-OLK-59-BH_03 | Left Fork/West Fork/Little Kanawha River | WVLKW-31
1001 | WV-OLK | WV-OLK_13 | Little Kanawha River | WVLK | 2064 | WV-OLK-59-BH-5 | WV-OLK-59-BH-5_01 | Bear Run | WVLKW-31-C
1001 | WV-OLK | WV-OLK_13 | Little Kanawha River | WVLK | 2065 | WV-OLK-59-BH | WV-OLK-59-BH_03 | Left Fork/West Fork/Little Kanawha River | WVLKW-31
1001 | WV-OLK | WV-OLK_13 | Little Kanawha River | WVLK | 2066 | WV-OLK-59-BH-11 | WV-OLK-59-BH-11_01 | Frozen Run | WVLKW-31-E
1001 | WV-OLK | WV-OLK_13 | Little Kanawha River | WVLK | 2067 | WV-OLK-59-BH | WV-OLK-59-BH_03 | Left Fork/West Fork/Little Kanawha River | WVLKW-31
1001 | WV-OLK | WV-OLK_13 | Little Kanawha River | WVLK | 2068 | WV-OLK-59-BH-14 | WV-OLK-59-BH-14_01 | Nicut Run | WVLKW-31-G
1001 | WV-OLK | WV-OLK_13 | Little Kanawha River | WVLK | 2069 | WV-OLK-59-BH | WV-OLK-59-BH_01 | Left Fork/West Fork/Little Kanawha River | WVLKW-31
1001 | WV-OLK | WV-OLK_13 | Little Kanawha River | WVLK | 2070 | WV-OLK-59-BH | WV-OLK-59-BH_01 | Left Fork/West Fork/Little Kanawha River | WVLKW-31
1001 | WV-OLK | WV-OLK_13 | Little Kanawha River | WVLK | 2071 | WV-OLK-59 | WV-OLK-59_04 | West Fork/Little Kanawha River | WVLKW
1001 | WV-OLK | WV-OLK_13 | Little Kanawha River | WVLK | 2072 | WV-OLK-59-BO | WV-OLK-59-BO_01 | Meadow Run | WVLKW-35
1001 | WV-OLK | WV-OLK_13 | Little Kanawha River | WVLK | 2073 | WV-OLK-59 | WV-OLK-59_04 | West Fork/Little Kanawha River | WVLKW
1001 | WV-OLK | WV-OLK_13 | Little Kanawha River | WVLK | 2074 | WV-OLK-59-BS | WV-OLK-59-BS_01 | Big White Oak Run | WVLKW-38
1001 | WV-OLK | WV-OLK_13 | Little Kanawha River | WVLK | 2075 | WV-OLK-59 | WV-OLK-59_02 | West Fork/Little Kanawha River | WVLKW
1001 | WV-OLK | WV-OLK_13 | Little Kanawha River | WVLK | 2076 | WV-OLK-59-BT | WV-OLK-59-BT_01 | Walnut Fork | WVLKW-39
1001 | WV-OLK | WV-OLK_13 | Little Kanawha River | WVLK | 2077 | WV-OLK-59 | WV-OLK-59_02 | West Fork/Little Kanawha River | WVLKW
1001 | WV-OLK | WV-OLK_13 | Little Kanawha River | WVLK | 2078 | WV-OLK-59-BU | WV-OLK-59-BU_01 | Walker Creek | WVLKW-40
1001 | WV-OLK | WV-OLK_13 | Little Kanawha River | WVLK | 2079 | WV-OLK-59 | WV-OLK-59_02 | West Fork/Little Kanawha River | WVLKW
1001 | WV-OLK | WV-OLK_13 | Little Kanawha River | WVLK | 2080 | WV-OLK-59-BW | WV-OLK-59-BW_01 | Stinson Creek | WVLKW-41
1001 | WV-OLK | WV-OLK_13 | Little Kanawha River | WVLK | 2081 | WV-OLK-59 | WV-OLK-59_01 | West Fork/Little Kanawha River | WVLKW
1001 | WV-OLK | WV-OLK_13 | Little Kanawha River | WVLK | 2082 | WV-OLK | WV-OLK_11 | Little Kanawha River | WVLK
1001 | WV-OLK | WV-OLK_13 | Little Kanawha River | WVLK | 2083 | WV-OLK-65 | WV-OLK-65_01 | Two Run | WVLK-36
1001 | WV-OLK | WV-OLK_13 | Little Kanawha River | WVLK | 2084 | WV-OLK | WV-OLK_11 | Little Kanawha River | WVLK
1001 | WV-OLK | WV-OLK_13 | Little Kanawha River | WVLK | 2085 | WV-OLK-66 | WV-OLK-66_01 | Rock Run | WVLK-37
1001 | WV-OLK | WV-OLK_13 | Little Kanawha River | WVLK | 2086 | WV-OLK | WV-OLK_11 | Little Kanawha River | WVLK
1001 | WV-OLK | WV-OLK_13 | Little Kanawha River | WVLK | 2087 | WV-OLK-69 | WV-OLK-69_02 | Straight Creek | WVLK-39
1001 | WV-OLK | WV-OLK_13 | Little Kanawha River | WVLK | 2088 | WV-OLK-69-J | WV-OLK-69-J_01 | Left Fork/Straight Creek | WVLK-39-A
1001 | WV-OLK | WV-OLK_13 | Little Kanawha River | WVLK | 2089 | WV-OLK-69 | WV-OLK-69_01 | Straight Creek | WVLK-39
1001 | WV-OLK | WV-OLK_13 | Little Kanawha River | WVLK | 2090 | WV-OLK | WV-OLK_11 | Little Kanawha River | WVLK
1001 | WV-OLK | WV-OLK_13 | Little Kanawha River | WVLK | 2091 | WV-OLK-72 | WV-OLK-72_02 | Leading Creek | WVLK-40
1001 | WV-OLK | WV-OLK_13 | Little Kanawha River | WVLK | 2092 | WV-OLK-72-E | WV-OLK-72-E_01 | Bell Run | WVLK-40-B
1001 | WV-OLK | WV-OLK_13 | Little Kanawha River | WVLK | 2093 | WV-OLK-72 | WV-OLK-72_02 | Leading Creek | WVLK-40
1001 | WV-OLK | WV-OLK_13 | Little Kanawha River | WVLK | 2094 | WV-OLK-72 | WV-OLK-72_02 | Leading Creek | WVLK-40
1001 | WV-OLK | WV-OLK_13 | Little Kanawha River | WVLK | 2095 | WV-OLK-72-M | WV-OLK-72-M_01 | Cole Run | WVLK-40-F
1001 | WV-OLK | WV-OLK_13 | Little Kanawha River | WVLK | 2096 | WV-OLK-72 | WV-OLK-72_01 | Leading Creek | WVLK-40
1001 | WV-OLK | WV-OLK_13 | Little Kanawha River | WVLK | 2097 | WV-OLK | WV-OLK_11 | Little Kanawha River | WVLK
1001 | WV-OLK | WV-OLK_13 | Little Kanawha River | WVLK | 2098 | WV-OLK-76 | WV-OLK-76_01 | Annamoriah Run | WVLK-42
1001 | WV-OLK | WV-OLK_13 | Little Kanawha River | WVLK | 2099 | WV-OLK | WV-OLK_11 | Little Kanawha River | WVLK
1001 | WV-OLK | WV-OLK_13 | Little Kanawha River | WVLK | 2100 | WV-OLK-79 | WV-OLK-79_02 | Yellow Creek | WVLK-45
1001 | WV-OLK | WV-OLK_13 | Little Kanawha River | WVLK | 2101 | WV-OLK-79 | WV-OLK-79_01 | Yellow Creek | WVLK-45
1001 | WV-OLK | WV-OLK_13 | Little Kanawha River | WVLK | 2102 | WV-OLK-79-S | WV-OLK-79-S_01 | Back Fork | WVLK-45-L
1001 | WV-OLK | WV-OLK_13 | Little Kanawha River | WVLK | 2103 | WV-OLK-79-S-3 | WV-OLK-79-S-3_01 | UNT/Back Fork RM 0.71 | WVLK-45-L-3
1001 | WV-OLK | WV-OLK_13 | Little Kanawha River | WVLK | 2104 | WV-OLK-79-S | WV-OLK-79-S_01 | Back Fork | WVLK-45-L
1001 | WV-OLK | WV-OLK_13 | Little Kanawha River | WVLK | 2105 | WV-OLK-79 | WV-OLK-79_01 | Yellow Creek | WVLK-45
1001 | WV-OLK | WV-OLK_13 | Little Kanawha River | WVLK | 2106 | WV-OLK | WV-OLK_11 | Little Kanawha River | WVLK
1001 | WV-OLK | WV-OLK_13 | Little Kanawha River | WVLK | 2107 | WV-OLK-81 | WV-OLK-81_01 | Big Root Run | WVLK-46
1001 | WV-OLK | WV-OLK_13 | Little Kanawha River | WVLK | 2108 | WV-OLK | WV-OLK_11 | Little Kanawha River | WVLK
1001 | WV-OLK | WV-OLK_13 | Little Kanawha River | WVLK | 2109 | WV-OLK-85 | WV-OLK-85_01 | Bee Run | WVLK-49
1001 | WV-OLK | WV-OLK_13 | Little Kanawha River | WVLK | 2110 | WV-OLK | WV-OLK_11 | Little Kanawha River | WVLK
1001 | WV-OLK | WV-OLK_13 | Little Kanawha River | WVLK | 2111 | WV-OLK-92 | WV-OLK-92_01 | Pine Creek | WVLK-53
1001 | WV-OLK | WV-OLK_13 | Little Kanawha River | WVLK | 2112 | WV-OLK-92-L | WV-OLK-92-L_01 | Right Fork/Pine Creek | WVLK-53-B
1001 | WV-OLK | WV-OLK_13 | Little Kanawha River | WVLK | 2113 | WV-OLK-92 | WV-OLK-92_01 | Pine Creek | WVLK-53
1001 | WV-OLK | WV-OLK_13 | Little Kanawha River | WVLK | 2114 | WV-OLK | WV-OLK_11 | Little Kanawha River | WVLK
1001 | WV-OLK | WV-OLK_13 | Little Kanawha River | WVLK | 2115 | WV-OLK-98 | WV-OLK-98_01 | Philip Run | WVLK-56
1001 | WV-OLK | WV-OLK_13 | Little Kanawha River | WVLK | 2116 | WV-OLK | WV-OLK_11 | Little Kanawha River | WVLK
1001 | WV-OLK | WV-OLK_13 | Little Kanawha River | WVLK | 2117 | WV-OLK-100 | WV-OLK-100_01 | Bull River | WVLK-57
1001 | WV-OLK | WV-OLK_13 | Little Kanawha River | WVLK | 2118 | WV-OLK | WV-OLK_11 | Little Kanawha River | WVLK
1001 | WV-OLK | WV-OLK_13 | Little Kanawha River | WVLK | 3001 | WV-OLK-109 | WV-OLK-109_07 | Steer Creek | WVLKS
1001 | WV-OLK | WV-OLK_13 | Little Kanawha River | WVLK | 3002 | WV-OLK-109-A | WV-OLK-109-A_02 | Sycamore Creek | WVLKS-1
1001 | WV-OLK | WV-OLK_13 | Little Kanawha River | WVLK | 3003 | WV-OLK-109-A-4 | WV-OLK-109-A-4_01 | Left Fork/Sycamore Creek | WVLKS-1-D
1001 | WV-OLK | WV-OLK_13 | Little Kanawha River | WVLK | 3004 | WV-OLK-109-A | WV-OLK-109-A_01 | Sycamore Creek | WVLKS-1
1001 | WV-OLK | WV-OLK_13 | Little Kanawha River | WVLK | 3005 | WV-OLK-109-A | WV-OLK-109-A_01 | Sycamore Creek | WVLKS-1
1001 | WV-OLK | WV-OLK_13 | Little Kanawha River | WVLK | 3006 | WV-OLK-109 | WV-OLK-109_07 | Steer Creek | WVLKS
1001 | WV-OLK | WV-OLK_13 | Little Kanawha River | WVLK | 3007 | WV-OLK-109-D | WV-OLK-109-D_01 | Laurel Run | WVLKS-3
1001 | WV-OLK | WV-OLK_13 | Little Kanawha River | WVLK | 3008 | WV-OLK-109 | WV-OLK-109_07 | Steer Creek | WVLKS
1001 | WV-OLK | WV-OLK_13 | Little Kanawha River | WVLK | 3009 | WV-OLK-109-F | WV-OLK-109-F_01 | Rush Run | WVLKS-4
1001 | WV-OLK | WV-OLK_13 | Little Kanawha River | WVLK | 3010 | WV-OLK-109 | WV-OLK-109_07 | Steer Creek | WVLKS
1001 | WV-OLK | WV-OLK_13 | Little Kanawha River | WVLK | 3011 | WV-OLK-109-P | WV-OLK-109-P_03 | Bear Fork | WVLKS-8
1001 | WV-OLK | WV-OLK_13 | Little Kanawha River | WVLK | 3012 | WV-OLK-109-P-1 | WV-OLK-109-P-1_01 | Little Bear Fork | WVLKS-8-A
1001 | WV-OLK | WV-OLK_13 | Little Kanawha River | WVLK | 3013 | WV-OLK-109-P | WV-OLK-109-P_03 | Bear Fork | WVLKS-8
1001 | WV-OLK | WV-OLK_13 | Little Kanawha River | WVLK | 3014 | WV-OLK-109-P-8 | WV-OLK-109-P-8_01 | Trace Fork | WVLKS-8-E
1001 | WV-OLK | WV-OLK_13 | Little Kanawha River | WVLK | 3015 | WV-OLK-109-P | WV-OLK-109-P_01 | Bear Fork | WVLKS-8
1001 | WV-OLK | WV-OLK_13 | Little Kanawha River | WVLK | 3016 | WV-OLK-109-P-10 | WV-OLK-109-P-10_01 | Standingstone Run | WVLKS-8-F
1001 | WV-OLK | WV-OLK_13 | Little Kanawha River | WVLK | 3017 | WV-OLK-109-P | WV-OLK-109-P_01 | Bear Fork | WVLKS-8
1001 | WV-OLK | WV-OLK_13 | Little Kanawha River | WVLK | 3018 | WV-OLK-109 | WV-OLK-109_07 | Steer Creek | WVLKS
1001 | WV-OLK | WV-OLK_13 | Little Kanawha River | WVLK | 3019 | WV-OLK-109-Q | WV-OLK-109-Q_06 | Right Fork/Steer Creek | WVLKS-9
1001 | WV-OLK | WV-OLK_13 | Little Kanawha River | WVLK | 3020 | WV-OLK-109-Q-7 | WV-OLK-109-Q-7_02 | Crooked Fork | WVLKS-9-B
1001 | WV-OLK | WV-OLK_13 | Little Kanawha River | WVLK | 3021 | WV-OLK-109-Q-7-I | WV-OLK-109-Q-7-I_01 | Cub Run | WVLKS-9-B-5
1001 | WV-OLK | WV-OLK_13 | Little Kanawha River | WVLK | 3022 | WV-OLK-109-Q-7 | WV-OLK-109-Q-7_01 | Crooked Fork | WVLKS-9-B
1001 | WV-OLK | WV-OLK_13 | Little Kanawha River | WVLK | 3023 | WV-OLK-109-Q | WV-OLK-109-Q_05 | Right Fork/Steer Creek | WVLKS-9
1001 | WV-OLK | WV-OLK_13 | Little Kanawha River | WVLK | 3024 | WV-OLK-109-Q-11 | WV-OLK-109-Q-11_01 | Tanner Fork | WVLKS-9-D
1001 | WV-OLK | WV-OLK_13 | Little Kanawha River | WVLK | 3025 | WV-OLK-109-Q | WV-OLK-109-Q_05 | Right Fork/Steer Creek | WVLKS-9
1001 | WV-OLK | WV-OLK_13 | Little Kanawha River | WVLK | 3026 | WV-OLK-109-Q-17 | WV-OLK-109-Q-17_03 | O'Brien Fork | WVLKS-9-G
1001 | WV-OLK | WV-OLK_13 | Little Kanawha River | WVLK | 3027 | WV-OLK-109-Q-17-G | WV-OLK-109-Q-17-G_01 | Triplett Fork | WVLKS-9-G-2
1001 | WV-OLK | WV-OLK_13 | Little Kanawha River | WVLK | 3028 | WV-OLK-109-Q-17 | WV-OLK-109-Q-17_02 | O'Brien Fork | WVLKS-9-G
1001 | WV-OLK | WV-OLK_13 | Little Kanawha River | WVLK | 3029 | WV-OLK-109-Q-17-M | WV-OLK-109-Q-17-M_01 | Plantation Fork | WVLKS-9-G-3
1001 | WV-OLK | WV-OLK_13 | Little Kanawha River | WVLK | 3030 | WV-OLK-109-Q-17 | WV-OLK-109-Q-17_01 | O'Brien Fork | WVLKS-9-G
1001 | WV-OLK | WV-OLK_13 | Little Kanawha River | WVLK | 3031 | WV-OLK-109-Q | WV-OLK-109-Q_04 | Right Fork/Steer Creek | WVLKS-9
1001 | WV-OLK | WV-OLK_13 | Little Kanawha River | WVLK | 3032 | WV-OLK-109-Q-20 | WV-OLK-109-Q-20_01 | Mill Fork | WVLKS-9-H
1001 | WV-OLK | WV-OLK_13 | Little Kanawha River | WVLK | 3033 | WV-OLK-109-Q | WV-OLK-109-Q_04 | Right Fork/Steer Creek | WVLKS-9
1001 | WV-OLK | WV-OLK_13 | Little Kanawha River | WVLK | 3034 | WV-OLK-109-Q-24 | WV-OLK-109-Q-24_01 | Lower Sleith Fork | WVLKS-9-I
1001 | WV-OLK | WV-OLK_13 | Little Kanawha River | WVLK | 3035 | WV-OLK-109-Q-24-C | WV-OLK-109-Q-24-C_01 | Pigeonroost Fork | WVLKS-9-I-1
1001 | WV-OLK | WV-OLK_13 | Little Kanawha River | WVLK | 3036 | WV-OLK-109-Q-24 | WV-OLK-109-Q-24_01 | Lower Sleith Fork | WVLKS-9-I
1001 | WV-OLK | WV-OLK_13 | Little Kanawha River | WVLK | 3037 | WV-OLK-109-Q-24-F | WV-OLK-109-Q-24-F_01 | Cowskin Fork | WVLKS-9-I-3
1001 | WV-OLK | WV-OLK_13 | Little Kanawha River | WVLK | 3038 | WV-OLK-109-Q-24 | WV-OLK-109-Q-24_01 | Lower Sleith Fork | WVLKS-9-I
1001 | WV-OLK | WV-OLK_13 | Little Kanawha River | WVLK | 3039 | WV-OLK-109-Q | WV-OLK-109-Q_03 | Right Fork/Steer Creek | WVLKS-9
1001 | WV-OLK | WV-OLK_13 | Little Kanawha River | WVLK | 3040 | WV-OLK-109-Q-30 | WV-OLK-109-Q-30_01 | Upper Sleith Fork | WVLKS-9-M
1001 | WV-OLK | WV-OLK_13 | Little Kanawha River | WVLK | 3041 | WV-OLK-109-Q | WV-OLK-109-Q_02 | Right Fork/Steer Creek | WVLKS-9
1001 | WV-OLK | WV-OLK_13 | Little Kanawha River | WVLK | 3042 | WV-OLK-109-Q-33 | WV-OLK-109-Q-33_01 | Dry Fork | WVLKS-9-N
1001 | WV-OLK | WV-OLK_13 | Little Kanawha River | WVLK | 3043 | WV-OLK-109-Q | WV-OLK-109-Q_02 | Right Fork/Steer Creek | WVLKS-9
1001 | WV-OLK | WV-OLK_13 | Little Kanawha River | WVLK | 3044 | WV-OLK-109-Q-37 | WV-OLK-109-Q-37_01 | Joes Fork | WVLKS-9-P
1001 | WV-OLK | WV-OLK_13 | Little Kanawha River | WVLK | 3045 | WV-OLK-109-Q-38 | WV-OLK-109-Q-38_01 | Plantation Fork | WVLKS-9-Q
1001 | WV-OLK | WV-OLK_13 | Little Kanawha River | WVLK | 3046 | WV-OLK-109-R | WV-OLK-109-R_04 | Left Fork/Steer Creek | WVLKS-10
1001 | WV-OLK | WV-OLK_13 | Little Kanawha River | WVLK | 3047 | WV-OLK-109-R-3 | WV-OLK-109-R-3_01 | Owen Run | WVLKS-10-B
1001 | WV-OLK | WV-OLK_13 | Little Kanawha River | WVLK | 3048 | WV-OLK-109-R | WV-OLK-109-R_04 | Left Fork/Steer Creek | WVLKS-10
1001 | WV-OLK | WV-OLK_13 | Little Kanawha River | WVLK | 3049 | WV-OLK-109-R-6 | WV-OLK-109-R-6_01 | White Oak Run | WVLKS-10-D
1001 | WV-OLK | WV-OLK_13 | Little Kanawha River | WVLK | 3050 | WV-OLK-109-R | WV-OLK-109-R_04 | Left Fork/Steer Creek | WVLKS-10
1001 | WV-OLK | WV-OLK_13 | Little Kanawha River | WVLK | 3051 | WV-OLK-109-R-7 | WV-OLK-109-R-7_01 | Steer Run | WVLKS-10-E
1001 | WV-OLK | WV-OLK_13 | Little Kanawha River | WVLK | 3052 | WV-OLK-109-R-7-E | WV-OLK-109-R-7-E_01 | Lick Fork | WVLKS-10-E-3
1001 | WV-OLK | WV-OLK_13 | Little Kanawha River | WVLK | 3053 | WV-OLK-109-R-7 | WV-OLK-109-R-7_01 | Steer Run | WVLKS-10-E
1001 | WV-OLK | WV-OLK_13 | Little Kanawha River | WVLK | 3054 | WV-OLK-109-R | WV-OLK-109-R_04 | Left Fork/Steer Creek | WVLKS-10
1001 | WV-OLK | WV-OLK_13 | Little Kanawha River | WVLK | 3055 | WV-OLK-109-R-12 | WV-OLK-109-R-12_01 | Poplarlick Run | WVLKS-10-I
1001 | WV-OLK | WV-OLK_13 | Little Kanawha River | WVLK | 3056 | WV-OLK-109-R | WV-OLK-109-R_03 | Left Fork/Steer Creek | WVLKS-10
1001 | WV-OLK | WV-OLK_13 | Little Kanawha River | WVLK | 3057 | WV-OLK-109-R | WV-OLK-109-R_03 | Left Fork/Steer Creek | WVLKS-10
1001 | WV-OLK | WV-OLK_13 | Little Kanawha River | WVLK | 3058 | WV-OLK-109-R-21 | WV-OLK-109-R-21_01 | Bender Run | WVLKS-10-P
1001 | WV-OLK | WV-OLK_13 | Little Kanawha River | WVLK | 3059 | WV-OLK-109-R | WV-OLK-109-R_02 | Left Fork/Steer Creek | WVLKS-10
1001 | WV-OLK | WV-OLK_13 | Little Kanawha River | WVLK | 3060 | WV-OLK-109-R | WV-OLK-109-R_02 | Left Fork/Steer Creek | WVLKS-10
1001 | WV-OLK | WV-OLK_13 | Little Kanawha River | WVLK | 3061 | WV-OLK-109-R-36 | WV-OLK-109-R-36_01 | Grasslick Run | WVLKS-10-U
1001 | WV-OLK | WV-OLK_13 | Little Kanawha River | WVLK | 3062 | WV-OLK-109-R | WV-OLK-109-R_01 | Left Fork/Steer Creek | WVLKS-10
1001 | WV-OLK | WV-OLK_13 | Little Kanawha River | WVLK | 3063 | WV-OLK | WV-OLK_10 | Little Kanawha River | WVLK
1001 | WV-OLK | WV-OLK_13 | Little Kanawha River | WVLK | 3064 | WV-OLK-117 | WV-OLK-117_02 | Laurel Creek | WVLK-61
1001 | WV-OLK | WV-OLK_13 | Little Kanawha River | WVLK | 3065 | WV-OLK-117-D | WV-OLK-117-D_01 | Big Run | WVLK-61-B
1001 | WV-OLK | WV-OLK_13 | Little Kanawha River | WVLK | 3066 | WV-OLK-117 | WV-OLK-117_02 | Laurel Creek | WVLK-61
1001 | WV-OLK | WV-OLK_13 | Little Kanawha River | WVLK | 3067 | WV-OLK-117-I | WV-OLK-117-I_01 | Road Fork | WVLK-61-E
1001 | WV-OLK | WV-OLK_13 | Little Kanawha River | WVLK | 3068 | WV-OLK-117 | WV-OLK-117_01 | Laurel Creek | WVLK-61
1001 | WV-OLK | WV-OLK_13 | Little Kanawha River | WVLK | 3069 | WV-OLK | WV-OLK_10 | Little Kanawha River | WVLK
1001 | WV-OLK | WV-OLK_13 | Little Kanawha River | WVLK | 3070 | WV-OLK-126 | WV-OLK-126_01 | Lower Run | WVLK-64
1001 | WV-OLK | WV-OLK_13 | Little Kanawha River | WVLK | 3071 | WV-OLK | WV-OLK_10 | Little Kanawha River | WVLK
1001 | WV-OLK | WV-OLK_13 | Little Kanawha River | WVLK | 3072 | WV-OLK-132 | WV-OLK-132_01 | Middle Run | WVLK-65
1001 | WV-OLK | WV-OLK_13 | Little Kanawha River | WVLK | 3073 | WV-OLK | WV-OLK_10 | Little Kanawha River | WVLK
1001 | WV-OLK | WV-OLK_13 | Little Kanawha River | WVLK | 3074 | WV-OLK-134 | WV-OLK-134_04 | Tanner Creek | WVLK-66
1001 | WV-OLK | WV-OLK_13 | Little Kanawha River | WVLK | 3075 | WV-OLK-134-G | WV-OLK-134-G_01 | Trace Fork | WVLK-66-A
1001 | WV-OLK | WV-OLK_13 | Little Kanawha River | WVLK | 3076 | WV-OLK-134-G-7 | WV-OLK-134-G-7_01 | UNT/Trace Fork RM 2.38
1001 | WV-OLK | WV-OLK_13 | Little Kanawha River | WVLK | 3077 | WV-OLK-134-G | WV-OLK-134-G_01 | Trace Fork | WVLK-66-A
1001 | WV-OLK | WV-OLK_13 | Little Kanawha River | WVLK | 3078 | WV-OLK-134 | WV-OLK-134_04 | Tanner Creek | WVLK-66
1001 | WV-OLK | WV-OLK_13 | Little Kanawha River | WVLK | 3079 | WV-OLK-134-I | WV-OLK-134-I_01 | Laurel Fork | WVLK-66-C
1001 | WV-OLK | WV-OLK_13 | Little Kanawha River | WVLK | 3080 | WV-OLK-134 | WV-OLK-134_03 | Tanner Creek | WVLK-66
1001 | WV-OLK | WV-OLK_13 | Little Kanawha River | WVLK | 3081 | WV-OLK-134-Q | WV-OLK-134-Q_01 | Bull Fork | WVLK-66-E
1001 | WV-OLK | WV-OLK_13 | Little Kanawha River | WVLK | 3082 | WV-OLK-134 | WV-OLK-134_02 | Tanner Creek | WVLK-66
1001 | WV-OLK | WV-OLK_13 | Little Kanawha River | WVLK | 3083 | WV-OLK-134-V | WV-OLK-134-V_01 | Ellis Fork | WVLK-66-G
1001 | WV-OLK | WV-OLK_13 | Little Kanawha River | WVLK | 3084 | WV-OLK-134 | WV-OLK-134_01 | Tanner Creek | WVLK-66
1001 | WV-OLK | WV-OLK_13 | Little Kanawha River | WVLK | 3085 | WV-OLK-134 | WV-OLK-134_01 | Tanner Creek | WVLK-66
1001 | WV-OLK | WV-OLK_13 | Little Kanawha River | WVLK | 3086 | WV-OLK | WV-OLK_10 | Little Kanawha River | WVLK
1001 | WV-OLK | WV-OLK_13 | Little Kanawha River | WVLK | 3087 | WV-OLK-137 | WV-OLK-137_01 | Job Run | WVLK-68
1001 | WV-OLK | WV-OLK_13 | Little Kanawha River | WVLK | 3088 | WV-OLK | WV-OLK_10 | Little Kanawha River | WVLK
1001 | WV-OLK | WV-OLK_13 | Little Kanawha River | WVLK | 3089 | WV-OLK-138 | WV-OLK-138_02 | Grass Run | WVLK-69
1001 | WV-OLK | WV-OLK_13 | Little Kanawha River | WVLK | 3090 | WV-OLK-138-E | WV-OLK-138-E_01 | Road Run | WVLK-69-C
1001 | WV-OLK | WV-OLK_13 | Little Kanawha River | WVLK | 3091 | WV-OLK-138 | WV-OLK-138_01 | Grass Run | WVLK-69
1001 | WV-OLK | WV-OLK_13 | Little Kanawha River | WVLK | 3092 | WV-OLK | WV-OLK_10 | Little Kanawha River | WVLK
1001 | WV-OLK | WV-OLK_13 | Little Kanawha River | WVLK | 3093 | WV-OLK-142 | WV-OLK-142_05 | Cedar Creek | WVLK-72
1001 | WV-OLK | WV-OLK_13 | Little Kanawha River | WVLK | 3094 | WV-OLK-142-C | WV-OLK-142-C_01 | Paddy Run | WVLK-72-A
1001 | WV-OLK | WV-OLK_13 | Little Kanawha River | WVLK | 3095 | WV-OLK-142 | WV-OLK-142_05 | Cedar Creek | WVLK-72
1001 | WV-OLK | WV-OLK_13 | Little Kanawha River | WVLK | 3096 | WV-OLK-142-G | WV-OLK-142-G_01 | Grandcamp Run | WVLK-72-B
1001 | WV-OLK | WV-OLK_13 | Little Kanawha River | WVLK | 3097 | WV-OLK-142 | WV-OLK-142_05 | Cedar Creek | WVLK-72
1001 | WV-OLK | WV-OLK_13 | Little Kanawha River | WVLK | 3098 | WV-OLK-142-L | WV-OLK-142-L_01 | Spruce Run | WVLK-72-D
1001 | WV-OLK | WV-OLK_13 | Little Kanawha River | WVLK | 3099 | WV-OLK-142 | WV-OLK-142_05 | Cedar Creek | WVLK-72
1001 | WV-OLK | WV-OLK_13 | Little Kanawha River | WVLK | 3100 | WV-OLK-142-P | WV-OLK-142-P_01 | Upper Two Run | WVLK-72-E
1001 | WV-OLK | WV-OLK_13 | Little Kanawha River | WVLK | 3101 | WV-OLK-142-P-1 | WV-OLK-142-P-1_01 | Sugarcamp Run | WVLK-72-E-1
1001 | WV-OLK | WV-OLK_13 | Little Kanawha River | WVLK | 3102 | WV-OLK-142-P | WV-OLK-142-P_01 | Upper Two Run | WVLK-72-E
1001 | WV-OLK | WV-OLK_13 | Little Kanawha River | WVLK | 3103 | WV-OLK-142-P-2 | WV-OLK-142-P-2_01 | Long Lick Run | WVLK-72-E-2
1001 | WV-OLK | WV-OLK_13 | Little Kanawha River | WVLK | 3104 | WV-OLK-142-P | WV-OLK-142-P_01 | Upper Two Run | WVLK-72-E
1001 | WV-OLK | WV-OLK_13 | Little Kanawha River | WVLK | 3105 | WV-OLK-142 | WV-OLK-142_04 | Cedar Creek | WVLK-72
1001 | WV-OLK | WV-OLK_13 | Little Kanawha River | WVLK | 3106 | WV-OLK-142-R | WV-OLK-142-R_01 | Little Bull Run | WVLK-72-G
1001 | WV-OLK | WV-OLK_13 | Little Kanawha River | WVLK | 3107 | WV-OLK-142 | WV-OLK-142_04 | Cedar Creek | WVLK-72
1001 | WV-OLK | WV-OLK_13 | Little Kanawha River | WVLK | 3108 | WV-OLK-142-Y | WV-OLK-142-Y_01 | Lower Level Run | WVLK-72-I
1001 | WV-OLK | WV-OLK_13 | Little Kanawha River | WVLK | 3109 | WV-OLK-142 | WV-OLK-142_04 | Cedar Creek | WVLK-72
1001 | WV-OLK | WV-OLK_13 | Little Kanawha River | WVLK | 3110 | WV-OLK-142-AC | WV-OLK-142-AC_01 | Bull Run | WVLK-72-L
1001 | WV-OLK | WV-OLK_13 | Little Kanawha River | WVLK | 3111 | WV-OLK-142 | WV-OLK-142_03 | Cedar Creek | WVLK-72
1001 | WV-OLK | WV-OLK_13 | Little Kanawha River | WVLK | 3112 | WV-OLK-142-AD | WV-OLK-142-AD_01 | Butchers Run | WVLK-72-M
1001 | WV-OLK | WV-OLK_13 | Little Kanawha River | WVLK | 3113 | WV-OLK-142 | WV-OLK-142_03 | Cedar Creek | WVLK-72
1001 | WV-OLK | WV-OLK_13 | Little Kanawha River | WVLK | 3114 | WV-OLK-142 | WV-OLK-142_03 | Cedar Creek | WVLK-72
1001 | WV-OLK | WV-OLK_13 | Little Kanawha River | WVLK | 3115 | WV-OLK-142-AJ | WV-OLK-142-AJ_01 | Trace Run | WVLK-72-P
1001 | WV-OLK | WV-OLK_13 | Little Kanawha River | WVLK | 3116 | WV-OLK-142 | WV-OLK-142_03 | Cedar Creek | WVLK-72
1001 | WV-OLK | WV-OLK_13 | Little Kanawha River | WVLK | 3117 | WV-OLK-142-AQ | WV-OLK-142-AQ_01 | Slabcamp Run | WVLK-72-R
1001 | WV-OLK | WV-OLK_13 | Little Kanawha River | WVLK | 3118 | WV-OLK-142 | WV-OLK-142_03 | Cedar Creek | WVLK-72
1001 | WV-OLK | WV-OLK_13 | Little Kanawha River | WVLK | 3119 | WV-OLK-142-AR | WV-OLK-142-AR_01 | Right Fork/Cedar Creek | WVLK-72-S
1001 | WV-OLK | WV-OLK_13 | Little Kanawha River | WVLK | 3120 | WV-OLK-142-AS | WV-OLK-142-AS_01 | Perkins Fork | WVLK-72-T
1001 | WV-OLK | WV-OLK_13 | Little Kanawha River | WVLK | 3121 | WV-OLK-142-AS-1 | WV-OLK-142-AS-1_01 | Shaver Fork | WVLK-72-T-1
1001 | WV-OLK | WV-OLK_13 | Little Kanawha River | WVLK | 3122 | WV-OLK-142-AS | WV-OLK-142-AS_01 | Perkins Fork | WVLK-72-T
1001 | WV-OLK | WV-OLK_13 | Little Kanawha River | WVLK | 3123 | WV-OLK-142-AS-6 | WV-OLK-142-AS-6_01 | Moss Run | WVLK-72-T-3
1001 | WV-OLK | WV-OLK_13 | Little Kanawha River | WVLK | 3124 | WV-OLK-142-AS | WV-OLK-142-AS_01 | Perkins Fork | WVLK-72-T
1001 | WV-OLK | WV-OLK_13 | Little Kanawha River | WVLK | 3125 | WV-OLK-142 | WV-OLK-142_01 | Cedar Creek | WVLK-72
1001 | WV-OLK | WV-OLK_13 | Little Kanawha River | WVLK | 3126 | WV-OLK-142-AT | WV-OLK-142-AT_01 | Marsh Run | WVLK-72-T.5
1001 | WV-OLK | WV-OLK_13 | Little Kanawha River | WVLK | 3127 | WV-OLK-142 | WV-OLK-142_01 | Cedar Creek | WVLK-72
1001 | WV-OLK | WV-OLK_13 | Little Kanawha River | WVLK | 3128 | WV-OLK-142-AX | WV-OLK-142-AX_01 | Westfall Fork | WVLK-72-V
1001 | WV-OLK | WV-OLK_13 | Little Kanawha River | WVLK | 3129 | WV-OLK-142 | WV-OLK-142_01 | Cedar Creek | WVLK-72
1001 | WV-OLK | WV-OLK_13 | Little Kanawha River | WVLK | 3130 | WV-OLK | WV-OLK_10 | Little Kanawha River | WVLK
1001 | WV-OLK | WV-OLK_13 | Little Kanawha River | WVLK | 3131 | WV-OLK-146 | WV-OLK-146_01 | Sinking Creek | WVLK-74
1001 | WV-OLK | WV-OLK_13 | Little Kanawha River | WVLK | 3132 | WV-OLK-146 | WV-OLK-146_01 | Sinking Creek | WVLK-74
1001 | WV-OLK | WV-OLK_13 | Little Kanawha River | WVLK | 3133 | WV-OLK | WV-OLK_10 | Little Kanawha River | WVLK
1001 | WV-OLK | WV-OLK_13 | Little Kanawha River | WVLK | 4001 | WV-OLK-149 | WV-OLK-149_07 | Leading Creek | WVLK-75
1001 | WV-OLK | WV-OLK_13 | Little Kanawha River | WVLK | 4002 | WV-OLK-149-A | WV-OLK-149-A_01 | Big Run | WVLK-75-A
1001 | WV-OLK | WV-OLK_13 | Little Kanawha River | WVLK | 4003 | WV-OLK-149 | WV-OLK-149_07 | Leading Creek | WVLK-75
1001 | WV-OLK | WV-OLK_13 | Little Kanawha River | WVLK | 4004 | WV-OLK-149-J | WV-OLK-149-J_03 | Horn Creek | WVLK-75-F
1001 | WV-OLK | WV-OLK_13 | Little Kanawha River | WVLK | 4005 | WV-OLK-149-J-5 | WV-OLK-149-J-5_01 | Upper Big Run | WVLK-75-F-3
1001 | WV-OLK | WV-OLK_13 | Little Kanawha River | WVLK | 4006 | WV-OLK-149-J | WV-OLK-149-J_02 | Horn Creek | WVLK-75-F
1001 | WV-OLK | WV-OLK_13 | Little Kanawha River | WVLK | 4007 | WV-OLK-149-J-10 | WV-OLK-149-J-10_01 | Coxcamp Fork | WVLK-75-F-5
1001 | WV-OLK | WV-OLK_13 | Little Kanawha River | WVLK | 4008 | WV-OLK-149-J | WV-OLK-149-J_01 | Horn Creek | WVLK-75-F
1001 | WV-OLK | WV-OLK_13 | Little Kanawha River | WVLK | 4009 | WV-OLK-149 | WV-OLK-149_06 | Leading Creek | WVLK-75
1001 | WV-OLK | WV-OLK_13 | Little Kanawha River | WVLK | 4010 | WV-OLK-149-P | WV-OLK-149-P_01 | Ellis Run | WVLK-75-I
1001 | WV-OLK | WV-OLK_13 | Little Kanawha River | WVLK | 4011 | WV-OLK-149 | WV-OLK-149_06 | Leading Creek | WVLK-75
1001 | WV-OLK | WV-OLK_13 | Little Kanawha River | WVLK | 4012 | WV-OLK-149-W | WV-OLK-149-W_03 | Cove Creek | WVLK-75-K
1001 | WV-OLK | WV-OLK_13 | Little Kanawha River | WVLK | 4013 | WV-OLK-149-W-4 | WV-OLK-149-W-4_01 | Little Cove Creek | WVLK-75-K-2
1001 | WV-OLK | WV-OLK_13 | Little Kanawha River | WVLK | 4014 | WV-OLK-149-W | WV-OLK-149-W_03 | Cove Creek | WVLK-75-K
1001 | WV-OLK | WV-OLK_13 | Little Kanawha River | WVLK | 4015 | WV-OLK-149-W-6 | WV-OLK-149-W-6_01 | Crane Run | WVLK-75-K-4
1001 | WV-OLK | WV-OLK_13 | Little Kanawha River | WVLK | 4016 | WV-OLK-149-W | WV-OLK-149-W_03 | Cove Creek | WVLK-75-K
1001 | WV-OLK | WV-OLK_13 | Little Kanawha River | WVLK | 4017 | WV-OLK-149-W-9 | WV-OLK-149-W-9_01 | Bear Fork | WVLK-75-K-6
1001 | WV-OLK | WV-OLK_13 | Little Kanawha River | WVLK | 4018 | WV-OLK-149-W | WV-OLK-149-W_02 | Cove Creek | WVLK-75-K
1001 | WV-OLK | WV-OLK_13 | Little Kanawha River | WVLK | 4019 | WV-OLK-149-W-10 | WV-OLK-149-W-10_01 | Rush Run | WVLK-75-K-7
1001 | WV-OLK | WV-OLK_13 | Little Kanawha River | WVLK | 4020 | WV-OLK-149-W | WV-OLK-149-W_02 | Cove Creek | WVLK-75-K
1001 | WV-OLK | WV-OLK_13 | Little Kanawha River | WVLK | 4021 | WV-OLK-149-W-13 | WV-OLK-149-W-13_01 | Fallen Timber Run | WVLK-75-K-8
1001 | WV-OLK | WV-OLK_13 | Little Kanawha River | WVLK | 4022 | WV-OLK-149-W | WV-OLK-149-W_02 | Cove Creek | WVLK-75-K
1001 | WV-OLK | WV-OLK_13 | Little Kanawha River | WVLK | 4023 | WV-OLK-149-W | WV-OLK-149-W_01 | Cove Creek | WVLK-75-K
1001 | WV-OLK | WV-OLK_13 | Little Kanawha River | WVLK | 4024 | WV-OLK-149 | WV-OLK-149_05 | Leading Creek | WVLK-75
1001 | WV-OLK | WV-OLK_13 | Little Kanawha River | WVLK | 4025 | WV-OLK-149-AC | WV-OLK-149-AC_04 | Fink Creek | WVLK-75-N
1001 | WV-OLK | WV-OLK_13 | Little Kanawha River | WVLK | 4026 | WV-OLK-149-AC | WV-OLK-149-AC_04 | Fink Creek | WVLK-75-N
1001 | WV-OLK | WV-OLK_13 | Little Kanawha River | WVLK | 4027 | WV-OLK-149-AC-7 | WV-OLK-149-AC-7_01 | Walnut Fork | WVLK-75-N-1
1001 | WV-OLK | WV-OLK_13 | Little Kanawha River | WVLK | 4028 | WV-OLK-149-AC | WV-OLK-149-AC_03 | Fink Creek | WVLK-75-N
1001 | WV-OLK | WV-OLK_13 | Little Kanawha River | WVLK | 4029 | WV-OLK-149-AC-13 | WV-OLK-149-AC-13_01 | Straight Run | WVLK-75-N-3
1001 | WV-OLK | WV-OLK_13 | Little Kanawha River | WVLK | 4030 | WV-OLK-149-AC | WV-OLK-149-AC_03 | Fink Creek | WVLK-75-N
1001 | WV-OLK | WV-OLK_13 | Little Kanawha River | WVLK | 4031 | WV-OLK-149-AC-19 | WV-OLK-149-AC-19_01 | Sand Fork | WVLK-75-N-5
1001 | WV-OLK | WV-OLK_13 | Little Kanawha River | WVLK | 4032 | WV-OLK-149-AC-19-D | WV-OLK-149-AC-19-D_01 | Buck Run | WVLK-75-N-5-A
1001 | WV-OLK | WV-OLK_13 | Little Kanawha River | WVLK | 4033 | WV-OLK-149-AC-19 | WV-OLK-149-AC-19_01 | Sand Fork | WVLK-75-N-5
1001 | WV-OLK | WV-OLK_13 | Little Kanawha River | WVLK | 4034 | WV-OLK-149-AC | WV-OLK-149-AC_02 | Fink Creek | WVLK-75-N
1001 | WV-OLK | WV-OLK_13 | Little Kanawha River | WVLK | 4035 | WV-OLK-149-AC-21 | WV-OLK-149-AC-21_01 | Buck Run | WVLK-75-N-5.5
1001 | WV-OLK | WV-OLK_13 | Little Kanawha River | WVLK | 4036 | WV-OLK-149-AC | WV-OLK-149-AC_02 | Fink Creek | WVLK-75-N
1001 | WV-OLK | WV-OLK_13 | Little Kanawha River | WVLK | 4037 | WV-OLK-149-AC-24 | WV-OLK-149-AC-24_01 | Dry Fork | WVLK-75-N-6
1001 | WV-OLK | WV-OLK_13 | Little Kanawha River | WVLK | 4038 | WV-OLK-149-AC | WV-OLK-149-AC_01 | Fink Creek | WVLK-75-N
1001 | WV-OLK | WV-OLK_13 | Little Kanawha River | WVLK | 4039 | WV-OLK-149-AC-28 | WV-OLK-149-AC-28_01 | Wolf Run | WVLK-75-N-6.5
1001 | WV-OLK | WV-OLK_13 | Little Kanawha River | WVLK | 4040 | WV-OLK-149-AC | WV-OLK-149-AC_01 | Fink Creek | WVLK-75-N
1001 | WV-OLK | WV-OLK_13 | Little Kanawha River | WVLK | 4041 | WV-OLK-149-AC-36 | WV-OLK-149-AC-36_01 | Isaacs Fork | WVLK-75-N-7
1001 | WV-OLK | WV-OLK_13 | Little Kanawha River | WVLK | 4042 | WV-OLK-149-AC | WV-OLK-149-AC_01 | Fink Creek | WVLK-75-N
1001 | WV-OLK | WV-OLK_13 | Little Kanawha River | WVLK | 4043 | WV-OLK-149 | WV-OLK-149_03 | Leading Creek | WVLK-75
1001 | WV-OLK | WV-OLK_13 | Little Kanawha River | WVLK | 4044 | WV-OLK-149-AE | WV-OLK-149-AE_01 | Happy Hollow | WVLK-75-N.5
1001 | WV-OLK | WV-OLK_13 | Little Kanawha River | WVLK | 4045 | WV-OLK-149 | WV-OLK-149_03 | Leading Creek | WVLK-75
1001 | WV-OLK | WV-OLK_13 | Little Kanawha River | WVLK | 4046 | WV-OLK-149-AG | WV-OLK-149-AG_01 | UNT/Leading Creek RM 19.48
1001 | WV-OLK | WV-OLK_13 | Little Kanawha River | WVLK | 4047 | WV-OLK-149 | WV-OLK-149_03 | Leading Creek | WVLK-75
1001 | WV-OLK | WV-OLK_13 | Little Kanawha River | WVLK | 4048 | WV-OLK-149-AI | WV-OLK-149-AI_01 | Sleeths Run | WVLK-75-O.5
1001 | WV-OLK | WV-OLK_13 | Little Kanawha River | WVLK | 4049 | WV-OLK-149 | WV-OLK-149_03 | Leading Creek | WVLK-75
1001 | WV-OLK | WV-OLK_13 | Little Kanawha River | WVLK | 4050 | WV-OLK-149-AM | WV-OLK-149-AM_01 | Crooked Run | WVLK-75-P
1001 | WV-OLK | WV-OLK_13 | Little Kanawha River | WVLK | 4051 | WV-OLK-149 | WV-OLK-149_03 | Leading Creek | WVLK-75
1001 | WV-OLK | WV-OLK_13 | Little Kanawha River | WVLK | 4052 | WV-OLK-149-AQ | WV-OLK-149-AQ_01 | Alum Fork | WVLK-75-Q
1001 | WV-OLK | WV-OLK_13 | Little Kanawha River | WVLK | 4053 | WV-OLK-149-AQ-4 | WV-OLK-149-AQ-4_01 | Back Fork | WVLK-75-Q-2
1001 | WV-OLK | WV-OLK_13 | Little Kanawha River | WVLK | 4054 | WV-OLK-149-AQ | WV-OLK-149-AQ_01 | Alum Fork | WVLK-75-Q
1001 | WV-OLK | WV-OLK_13 | Little Kanawha River | WVLK | 4055 | WV-OLK-149 | WV-OLK-149_01 | Leading Creek | WVLK-75
1001 | WV-OLK | WV-OLK_13 | Little Kanawha River | WVLK | 4056 | WV-OLK-149 | WV-OLK-149_01 | Leading Creek | WVLK-75
1001 | WV-OLK | WV-OLK_13 | Little Kanawha River | WVLK | 4057 | WV-OLK | WV-OLK_09 | Little Kanawha River | WVLK
1001 | WV-OLK | WV-OLK_13 | Little Kanawha River | WVLK | 4058 | WV-OLK-155 | WV-OLK-155_01 | Sycamore Run | WVLK-77
1001 | WV-OLK | WV-OLK_13 | Little Kanawha River | WVLK | 4059 | WV-OLK | WV-OLK_09 | Little Kanawha River | WVLK
1001 | WV-OLK | WV-OLK_13 | Little Kanawha River | WVLK | 4060 | WV-OLK-159 | WV-OLK-159_01 | Stewart Creek | WVLK-79
1001 | WV-OLK | WV-OLK_13 | Little Kanawha River | WVLK | 4061 | WV-OLK-159-C | WV-OLK-159-C_01 | Collins Run | WVLK-79-B
1001 | WV-OLK | WV-OLK_13 | Little Kanawha River | WVLK | 4062 | WV-OLK-159 | WV-OLK-159_01 | Stewart Creek | WVLK-79
1001 | WV-OLK | WV-OLK_13 | Little Kanawha River | WVLK | 4063 | WV-OLK | WV-OLK_09 | Little Kanawha River | WVLK
1001 | WV-OLK | WV-OLK_13 | Little Kanawha River | WVLK | 4064 | WV-OLK-163 | WV-OLK-163_01 | Duck Creek | WVLK-82
1001 | WV-OLK | WV-OLK_13 | Little Kanawha River | WVLK | 4065 | WV-OLK-163-A | WV-OLK-163-A_01 | UNT/Duck Creek RM 1.34
1001 | WV-OLK | WV-OLK_13 | Little Kanawha River | WVLK | 4066 | WV-OLK-163 | WV-OLK-163_01 | Duck Creek | WVLK-82
1001 | WV-OLK | WV-OLK_13 | Little Kanawha River | WVLK | 4067 | WV-OLK-163-C | WV-OLK-163-C_01 | UNT/Duck Creek RM 2.33 | WVLK-82-B
1001 | WV-OLK | WV-OLK_13 | Little Kanawha River | WVLK | 4068 | WV-OLK-163 | WV-OLK-163_01 | Duck Creek | WVLK-82
1001 | WV-OLK | WV-OLK_13 | Little Kanawha River | WVLK | 4069 | WV-OLK | WV-OLK_09 | Little Kanawha River | WVLK
1001 | WV-OLK | WV-OLK_13 | Little Kanawha River | WVLK | 4070 | WV-OLK-164 | WV-OLK-164_01 | Bear Run | WVLK-83
1001 | WV-OLK | WV-OLK_13 | Little Kanawha River | WVLK | 4071 | WV-OLK | WV-OLK_09 | Little Kanawha River | WVLK
1001 | WV-OLK | WV-OLK_13 | Little Kanawha River | WVLK | 4072 | WV-OLK-166 | WV-OLK-166_01 | Lynch Run | WVLK-85
1001 | WV-OLK | WV-OLK_13 | Little Kanawha River | WVLK | 4073 | WV-OLK-166-C | WV-OLK-166-C_01 | UNT/Lynch Run RM 0.91 | WVLK-85-C
1001 | WV-OLK | WV-OLK_13 | Little Kanawha River | WVLK | 4074 | WV-OLK-166 | WV-OLK-166_01 | Lynch Run | WVLK-85
1001 | WV-OLK | WV-OLK_13 | Little Kanawha River | WVLK | 4075 | WV-OLK | WV-OLK_09 | Little Kanawha River | WVLK
1001 | WV-OLK | WV-OLK_13 | Little Kanawha River | WVLK | 4076 | WV-OLK-168 | WV-OLK-168_05 | Sand Fork | WVLK-86
1001 | WV-OLK | WV-OLK_13 | Little Kanawha River | WVLK | 4077 | WV-OLK-168-C | WV-OLK-168-C_01 | Joes Run | WVLK-86-B
1001 | WV-OLK | WV-OLK_13 | Little Kanawha River | WVLK | 4078 | WV-OLK-168 | WV-OLK-168_05 | Sand Fork | WVLK-86
1001 | WV-OLK | WV-OLK_13 | Little Kanawha River | WVLK | 4079 | WV-OLK-168-E | WV-OLK-168-E_01 | Ellis Creek | WVLK-86-C
1001 | WV-OLK | WV-OLK_13 | Little Kanawha River | WVLK | 4080 | WV-OLK-168-E-4 | WV-OLK-168-E-4_01 | Jakes Run | WVLK-86-C-3
1001 | WV-OLK | WV-OLK_13 | Little Kanawha River | WVLK | 4081 | WV-OLK-168-E | WV-OLK-168-E_01 | Ellis Creek | WVLK-86-C
1001 | WV-OLK | WV-OLK_13 | Little Kanawha River | WVLK | 4082 | WV-OLK-168 | WV-OLK-168_05 | Sand Fork | WVLK-86
1001 | WV-OLK | WV-OLK_13 | Little Kanawha River | WVLK | 4083 | WV-OLK-168-H | WV-OLK-168-H_03 | Indian Fork | WVLK-86-E
1001 | WV-OLK | WV-OLK_13 | Little Kanawha River | WVLK | 4084 | WV-OLK-168-H-3 | WV-OLK-168-H-3_01 | Heaters Fork | WVLK-86-E-1
1001 | WV-OLK | WV-OLK_13 | Little Kanawha River | WVLK | 4085 | WV-OLK-168-H-3-B | WV-OLK-168-H-3-B_01 | Rocky Fork | WVLK-86-E-1-B
1001 | WV-OLK | WV-OLK_13 | Little Kanawha River | WVLK | 4086 | WV-OLK-168-H-3 | WV-OLK-168-H-3_01 | Heaters Fork | WVLK-86-E-1
1001 | WV-OLK | WV-OLK_13 | Little Kanawha River | WVLK | 4087 | WV-OLK-168-H | WV-OLK-168-H_03 | Indian Fork | WVLK-86-E
1001 | WV-OLK | WV-OLK_13 | Little Kanawha River | WVLK | 4088 | WV-OLK-168-H | WV-OLK-168-H_02 | Indian Fork | WVLK-86-E
1001 | WV-OLK | WV-OLK_13 | Little Kanawha River | WVLK | 4089 | WV-OLK-168-H-12 | WV-OLK-168-H-12_01 | Bens Run | WVLK-86-E-5
1001 | WV-OLK | WV-OLK_13 | Little Kanawha River | WVLK | 4090 | WV-OLK-168-H | WV-OLK-168-H_01 | Indian Fork | WVLK-86-E
1001 | WV-OLK | WV-OLK_13 | Little Kanawha River | WVLK | 4091 | WV-OLK-168-H-14 | WV-OLK-168-H-14_01 | Sleepcamp Run | WVLK-86-E-7
1001 | WV-OLK | WV-OLK_13 | Little Kanawha River | WVLK | 4092 | WV-OLK-168-H | WV-OLK-168-H_01 | Indian Fork | WVLK-86-E
1001 | WV-OLK | WV-OLK_13 | Little Kanawha River | WVLK | 4093 | WV-OLK-168-H-16 | WV-OLK-168-H-16_01 | Goosepen Run | WVLK-86-E-8
1001 | WV-OLK | WV-OLK_13 | Little Kanawha River | WVLK | 4094 | WV-OLK-168-H | WV-OLK-168-H_01 | Indian Fork | WVLK-86-E
1001 | WV-OLK | WV-OLK_13 | Little Kanawha River | WVLK | 4095 | WV-OLK-168 | WV-OLK-168_04 | Sand Fork | WVLK-86
1001 | WV-OLK | WV-OLK_13 | Little Kanawha River | WVLK | 4096 | WV-OLK-168-J | WV-OLK-168-J_01 | Butchers Fork | WVLK-86-G
1001 | WV-OLK | WV-OLK_13 | Little Kanawha River | WVLK | 4097 | WV-OLK-168 | WV-OLK-168_04 | Sand Fork | WVLK-86
1001 | WV-OLK | WV-OLK_13 | Little Kanawha River | WVLK | 4098 | WV-OLK-168-L | WV-OLK-168-L_01 | Old Field Fork | WVLK-86-I
1001 | WV-OLK | WV-OLK_13 | Little Kanawha River | WVLK | 4099 | WV-OLK-168 | WV-OLK-168_04 | Sand Fork | WVLK-86
1001 | WV-OLK | WV-OLK_13 | Little Kanawha River | WVLK | 4100 | WV-OLK-168-N | WV-OLK-168-N_01 | Cove Lick | WVLK-86-J
1001 | WV-OLK | WV-OLK_13 | Little Kanawha River | WVLK | 4101 | WV-OLK-168-N-4 | WV-OLK-168-N-4_01 | Laurel Run | WVLK-86-J-3
1001 | WV-OLK | WV-OLK_13 | Little Kanawha River | WVLK | 4102 | WV-OLK-168-N | WV-OLK-168-N_01 | Cove Lick | WVLK-86-J
1001 | WV-OLK | WV-OLK_13 | Little Kanawha River | WVLK | 4103 | WV-OLK-168 | WV-OLK-168_03 | Sand Fork | WVLK-86
1001 | WV-OLK | WV-OLK_13 | Little Kanawha River | WVLK | 4104 | WV-OLK-168-R | WV-OLK-168-R_01 | Rock Run | WVLK-86-K
1001 | WV-OLK | WV-OLK_13 | Little Kanawha River | WVLK | 4105 | WV-OLK-168 | WV-OLK-168_03 | Sand Fork | WVLK-86
1001 | WV-OLK | WV-OLK_13 | Little Kanawha River | WVLK | 4106 | WV-OLK-168-Z | WV-OLK-168-Z_01 | Crooked Fork | WVLK-86-M
1001 | WV-OLK | WV-OLK_13 | Little Kanawha River | WVLK | 4107 | WV-OLK-168 | WV-OLK-168_01 | Sand Fork | WVLK-86
1001 | WV-OLK | WV-OLK_13 | Little Kanawha River | WVLK | 4108 | WV-OLK | WV-OLK_08 | Little Kanawha River | WVLK
1001 | WV-OLK | WV-OLK_13 | Little Kanawha River | WVLK | 4109 | WV-OLK-171 | WV-OLK-171_01 | Duskcamp Run | WVLK-88
1001 | WV-OLK | WV-OLK_13 | Little Kanawha River | WVLK | 4110 | WV-OLK-171-A | WV-OLK-171-A_01 | Right Fork/Duskcamp Run | WVLK-88-A
1001 | WV-OLK | WV-OLK_13 | Little Kanawha River | WVLK | 4111 | WV-OLK-171-A-3 | WV-OLK-171-A-3_01 | Turkey Fork | WVLK-88-A-1
1001 | WV-OLK | WV-OLK_13 | Little Kanawha River | WVLK | 4112 | WV-OLK-171-A | WV-OLK-171-A_01 | Right Fork/Duskcamp Run | WVLK-88-A
1001 | WV-OLK | WV-OLK_13 | Little Kanawha River | WVLK | 4113 | WV-OLK-171 | WV-OLK-171_01 | Duskcamp Run | WVLK-88
1001 | WV-OLK | WV-OLK_13 | Little Kanawha River | WVLK | 4114 | WV-OLK-171-C | WV-OLK-171-C_01 | UNT/Duskcamp Run RM 1.98
1001 | WV-OLK | WV-OLK_13 | Little Kanawha River | WVLK | 4115 | WV-OLK-171 | WV-OLK-171_01 | Duskcamp Run | WVLK-88
1001 | WV-OLK | WV-OLK_13 | Little Kanawha River | WVLK | 4116 | WV-OLK-171-E | WV-OLK-171-E_01 | Toler Fork | WVLK-88-B
1001 | WV-OLK | WV-OLK_13 | Little Kanawha River | WVLK | 4117 | WV-OLK-171 | WV-OLK-171_01 | Duskcamp Run | WVLK-88
1001 | WV-OLK | WV-OLK_13 | Little Kanawha River | WVLK | 4118 | WV-OLK | WV-OLK_08 | Little Kanawha River | WVLK
1001 | WV-OLK | WV-OLK_13 | Little Kanawha River | WVLK | 4119 | WV-OLK-173 | WV-OLK-173_02 | Copen Run | WVLK-90
1001 | WV-OLK | WV-OLK_13 | Little Kanawha River | WVLK | 4120 | WV-OLK-173-A | WV-OLK-173-A_01 | Bower Run | WVLK-90-A
1001 | WV-OLK | WV-OLK_13 | Little Kanawha River | WVLK | 4121 | WV-OLK-173 | WV-OLK-173_01 | Copen Run | WVLK-90
1001 | WV-OLK | WV-OLK_13 | Little Kanawha River | WVLK | 4122 | WV-OLK-173-B | WV-OLK-173-B_01 | Bull Fork | WVLK-90-D
1001 | WV-OLK | WV-OLK_13 | Little Kanawha River | WVLK | 4123 | WV-OLK-173 | WV-OLK-173_01 | Copen Run | WVLK-90
1001 | WV-OLK | WV-OLK_13 | Little Kanawha River | WVLK | 4124 | WV-OLK-173-D | WV-OLK-173-D_01 | Wolfpen Run | WVLK-90-E
1001 | WV-OLK | WV-OLK_13 | Little Kanawha River | WVLK | 4125 | WV-OLK-173 | WV-OLK-173_01 | Copen Run | WVLK-90
1001 | WV-OLK | WV-OLK_13 | Little Kanawha River | WVLK | 4126 | WV-OLK | WV-OLK_08 | Little Kanawha River | WVLK
1001 | WV-OLK | WV-OLK_13 | Little Kanawha River | WVLK | 4127 | WV-OLK-175 | WV-OLK-175_01 | Hyers Run | WVLK-92
1001 | WV-OLK | WV-OLK_13 | Little Kanawha River | WVLK | 4128 | WV-OLK | WV-OLK_08 | Little Kanawha River | WVLK
1001 | WV-OLK | WV-OLK_13 | Little Kanawha River | WVLK | 4129 | WV-OLK-177 | WV-OLK-177_03 | Oil Creek | WVLK-94
1001 | WV-OLK | WV-OLK_13 | Little Kanawha River | WVLK | 4130 | WV-OLK-177-E | WV-OLK-177-E_02 | Clover Fork | WVLK-94-E
1001 | WV-OLK | WV-OLK_13 | Little Kanawha River | WVLK | 4131 | WV-OLK-177-E-6 | WV-OLK-177-E-6_01 | Meadow Run | WVLK-94-E-1
1001 | WV-OLK | WV-OLK_13 | Little Kanawha River | WVLK | 4132 | WV-OLK-177-E | WV-OLK-177-E_01 | Clover Fork | WVLK-94-E
1001 | WV-OLK | WV-OLK_13 | Little Kanawha River | WVLK | 4133 | WV-OLK-177 | WV-OLK-177_02 | Oil Creek | WVLK-94
1001 | WV-OLK | WV-OLK_13 | Little Kanawha River | WVLK | 4134 | WV-OLK-177-F | WV-OLK-177-F_01 | Threelick Run | WVLK-94-F
1001 | WV-OLK | WV-OLK_13 | Little Kanawha River | WVLK | 4135 | WV-OLK-177 | WV-OLK-177_02 | Oil Creek | WVLK-94
1001 | WV-OLK | WV-OLK_13 | Little Kanawha River | WVLK | 4136 | WV-OLK-177-K | WV-OLK-177-K_01 | Redlick Run | WVLK-94-I
1001 | WV-OLK | WV-OLK_13 | Little Kanawha River | WVLK | 4137 | WV-OLK-177 | WV-OLK-177_01 | Oil Creek | WVLK-94
1001 | WV-OLK | WV-OLK_13 | Little Kanawha River | WVLK | 4138 | WV-OLK | WV-OLK_08 | Little Kanawha River | WVLK
1001 | WV-OLK | WV-OLK_13 | Little Kanawha River | WVLK | 4139 | WV-OLK-178 | WV-OLK-178_04 | Saltlick Creek | WVLK-95
1001 | WV-OLK | WV-OLK_13 | Little Kanawha River | WVLK | 4140 | WV-OLK-178-E | WV-OLK-178-E_01 | Right Fork/Saltlick Creek | WVLK-95-B
1001 | WV-OLK | WV-OLK_13 | Little Kanawha River | WVLK | 4141 | WV-OLK-178 | WV-OLK-178_04 | Saltlick Creek | WVLK-95
1001 | WV-OLK | WV-OLK_13 | Little Kanawha River | WVLK | 4142 | WV-OLK-178-H | WV-OLK-178-H_01 | Burns Run | WVLK-95-D
1001 | WV-OLK | WV-OLK_13 | Little Kanawha River | WVLK | 4143 | WV-OLK-178 | WV-OLK-178_04 | Saltlick Creek | WVLK-95
1001 | WV-OLK | WV-OLK_13 | Little Kanawha River | WVLK | 4144 | WV-OLK-178-L | WV-OLK-178-L_01 | O'Brien Fork | WVLK-95-G
1001 | WV-OLK | WV-OLK_13 | Little Kanawha River | WVLK | 4145 | WV-OLK-178-L-3 | WV-OLK-178-L-3_01 | Right Fork/O'Brien Fork | WVLK-95-G-1
1001 | WV-OLK | WV-OLK_13 | Little Kanawha River | WVLK | 4146 | WV-OLK-178-L-4 | WV-OLK-178-L-4_01 | Berry Fork | WVLK-95-G-2
1001 | WV-OLK | WV-OLK_13 | Little Kanawha River | WVLK | 4147 | WV-OLK-178 | WV-OLK-178_03 | Saltlick Creek | WVLK-95
1001 | WV-OLK | WV-OLK_13 | Little Kanawha River | WVLK | 4148 | WV-OLK-178-P | WV-OLK-178-P_01 | Pickles Fork | WVLK-95-I
1001 | WV-OLK | WV-OLK_13 | Little Kanawha River | WVLK | 4149 | WV-OLK-178 | WV-OLK-178_03 | Saltlick Creek | WVLK-95
1001 | WV-OLK | WV-OLK_13 | Little Kanawha River | WVLK | 4150 | WV-OLK-178-S | WV-OLK-178-S_01 | Spruce Fork | WVLK-95-J
1001 | WV-OLK | WV-OLK_13 | Little Kanawha River | WVLK | 4151 | WV-OLK-178 | WV-OLK-178_03 | Saltlick Creek | WVLK-95
1001 | WV-OLK | WV-OLK_13 | Little Kanawha River | WVLK | 4152 | WV-OLK-178-W | WV-OLK-178-W_01 | Hughes Fork | WVLK-95-K
1001 | WV-OLK | WV-OLK_13 | Little Kanawha River | WVLK | 4153 | WV-OLK-178 | WV-OLK-178_02 | Saltlick Creek | WVLK-95
1001 | WV-OLK | WV-OLK_13 | Little Kanawha River | WVLK | 4154 | WV-OLK-178-X | WV-OLK-178-X_01 | Carpenter Fork | WVLK-95-L
1001 | WV-OLK | WV-OLK_13 | Little Kanawha River | WVLK | 4155 | WV-OLK-178 | WV-OLK-178_01 | Saltlick Creek | WVLK-95
1001 | WV-OLK | WV-OLK_13 | Little Kanawha River | WVLK | 4156 | WV-OLK | WV-OLK_07 | Little Kanawha River | WVLK
1001 | WV-OLK | WV-OLK_13 | Little Kanawha River | WVLK | 4157 | WV-OLK-183 | WV-OLK-183_01 | Williams Run | WVLK-96.5
1002 | WV-OLK-1 | WV-OLK-1_01 | Neal Run | WVLK-1 | 1002 | WV-OLK-1 | WV-OLK-1_01 | Neal Run | WVLK-1
1002 | WV-OLK-1 | WV-OLK-1_01 | Neal Run | WVLK-1 | 1003 | WV-OLK-1-A | WV-OLK-1-A_01 | UNT/Neal Run RM 2.58
1002 | WV-OLK-1 | WV-OLK-1_01 | Neal Run | WVLK-1 | 1004 | WV-OLK-1 | WV-OLK-1_01 | Neal Run | WVLK-1
1006 | WV-OLK-2 | WV-OLK-2_03 | Worthington Creek | WVLK-2 | 1006 | WV-OLK-2 | WV-OLK-2_03 | Worthington Creek | WVLK-2
1006 | WV-OLK-2 | WV-OLK-2_03 | Worthington Creek | WVLK-2 | 1007 | WV-OLK-2-A | WV-OLK-2-A_01 | Berry Run | WVLK-2-A
1006 | WV-OLK-2 | WV-OLK-2_03 | Worthington Creek | WVLK-2 | 1008 | WV-OLK-2 | WV-OLK-2_03 | Worthington Creek | WVLK-2
1006 | WV-OLK-2 | WV-OLK-2_03 | Worthington Creek | WVLK-2 | 1009 | WV-OLK-2-B | WV-OLK-2-B_01 | Holmes Run | WVLK-2-B
1006 | WV-OLK-2 | WV-OLK-2_03 | Worthington Creek | WVLK-2 | 1010 | WV-OLK-2 | WV-OLK-2_03 | Worthington Creek | WVLK-2
1006 | WV-OLK-2 | WV-OLK-2_03 | Worthington Creek | WVLK-2 | 1011 | WV-OLK-2-C | WV-OLK-2-C_01 | Johnson Run | WVLK-2-B.5
1006 | WV-OLK-2 | WV-OLK-2_03 | Worthington Creek | WVLK-2 | 1012 | WV-OLK-2 | WV-OLK-2_03 | Worthington Creek | WVLK-2
1006 | WV-OLK-2 | WV-OLK-2_03 | Worthington Creek | WVLK-2 | 1013 | WV-OLK-2-G | WV-OLK-2-G_01 | Gillespie Run | WVLK-2-D
1006 | WV-OLK-2 | WV-OLK-2_03 | Worthington Creek | WVLK-2 | 1014 | WV-OLK-2 | WV-OLK-2_02 | Worthington Creek | WVLK-2
1006 | WV-OLK-2 | WV-OLK-2_03 | Worthington Creek | WVLK-2 | 1015 | WV-OLK-2-K | WV-OLK-2-K_01 | Laurel Fork | WVLK-2-F
1006 | WV-OLK-2 | WV-OLK-2_03 | Worthington Creek | WVLK-2 | 1016 | WV-OLK-2 | WV-OLK-2_01 | Worthington Creek | WVLK-2
1006 | WV-OLK-2 | WV-OLK-2_03 | Worthington Creek | WVLK-2 | 1017 | WV-OLK-2 | WV-OLK-2_01 | Worthington Creek | WVLK-2
1007 | WV-OLK-2-A | WV-OLK-2-A_01 | Berry Run | WVLK-2-A | 1007 | WV-OLK-2-A | WV-OLK-2-A_01 | Berry Run | WVLK-2-A
1013 | WV-OLK-2-G | WV-OLK-2-G_01 | Gillespie Run | WVLK-2-D | 1013 | WV-OLK-2-G | WV-OLK-2-G_01 | Gillespie Run | WVLK-2-D
1014 | WV-OLK-2 | WV-OLK-2_02 | Worthington Creek | WVLK-2 | 1014 | WV-OLK-2 | WV-OLK-2_02 | Worthington Creek | WVLK-2
1014 | WV-OLK-2 | WV-OLK-2_02 | Worthington Creek | WVLK-2 | 1015 | WV-OLK-2-K | WV-OLK-2-K_01 | Laurel Fork | WVLK-2-F
1014 | WV-OLK-2 | WV-OLK-2_02 | Worthington Creek | WVLK-2 | 1016 | WV-OLK-2 | WV-OLK-2_01 | Worthington Creek | WVLK-2
1014 | WV-OLK-2 | WV-OLK-2_02 | Worthington Creek | WVLK-2 | 1017 | WV-OLK-2 | WV-OLK-2_01 | Worthington Creek | WVLK-2
1019 | WV-OLK-7 | WV-OLK-7_01 | Mill Run | WVLK-4 | 1019 | WV-OLK-7 | WV-OLK-7_01 | Mill Run | WVLK-4
1023 | WV-OLK-14 | WV-OLK-14_04 | Tygart Creek | WVLK-6 | 1023 | WV-OLK-14 | WV-OLK-14_04 | Tygart Creek | WVLK-6
1023 | WV-OLK-14 | WV-OLK-14_04 | Tygart Creek | WVLK-6 | 1024 | WV-OLK-14-G | WV-OLK-14-G_01 | Badgley Fork | WVLK-6-A
1023 | WV-OLK-14 | WV-OLK-14_04 | Tygart Creek | WVLK-6 | 1025 | WV-OLK-14 | WV-OLK-14_04 | Tygart Creek | WVLK-6
1023 | WV-OLK-14 | WV-OLK-14_04 | Tygart Creek | WVLK-6 | 1026 | WV-OLK-14-H | WV-OLK-14-H_01 | Sams Creek | WVLK-6-B
1023 | WV-OLK-14 | WV-OLK-14_04 | Tygart Creek | WVLK-6 | 1027 | WV-OLK-14 | WV-OLK-14_04 | Tygart Creek | WVLK-6
1023 | WV-OLK-14 | WV-OLK-14_04 | Tygart Creek | WVLK-6 | 1028 | WV-OLK-14-I | WV-OLK-14-I_02 | Little Tygart Creek | WVLK-6-C
1023 | WV-OLK-14 | WV-OLK-14_04 | Tygart Creek | WVLK-6 | 1029 | WV-OLK-14-I-5 | WV-OLK-14-I-5_01 | Lockhart Run | WVLK-6-C-1
1023 | WV-OLK-14 | WV-OLK-14_04 | Tygart Creek | WVLK-6 | 1030 | WV-OLK-14-I | WV-OLK-14-I_01 | Little Tygart Creek | WVLK-6-C
1023 | WV-OLK-14 | WV-OLK-14_04 | Tygart Creek | WVLK-6 | 1031 | WV-OLK-14 | WV-OLK-14_03 | Tygart Creek | WVLK-6
1023 | WV-OLK-14 | WV-OLK-14_04 | Tygart Creek | WVLK-6 | 1032 | WV-OLK-14-L | WV-OLK-14-L_01 | Sugarcamp Run | WVLK-6-D
1023 | WV-OLK-14 | WV-OLK-14_04 | Tygart Creek | WVLK-6 | 1033 | WV-OLK-14 | WV-OLK-14_03 | Tygart Creek | WVLK-6
1023 | WV-OLK-14 | WV-OLK-14_04 | Tygart Creek | WVLK-6 | 1034 | WV-OLK-14-P | WV-OLK-14-P_01 | Sycamore Run | WVLK-6-E
1023 | WV-OLK-14 | WV-OLK-14_04 | Tygart Creek | WVLK-6 | 1035 | WV-OLK-14 | WV-OLK-14_03 | Tygart Creek | WVLK-6
1023 | WV-OLK-14 | WV-OLK-14_04 | Tygart Creek | WVLK-6 | 1036 | WV-OLK-14-W | WV-OLK-14-W_01 | Buck Run | WVLK-6-G
1023 | WV-OLK-14 | WV-OLK-14_04 | Tygart Creek | WVLK-6 | 1037 | WV-OLK-14 | WV-OLK-14_01 | Tygart Creek | WVLK-6
1023 | WV-OLK-14 | WV-OLK-14_04 | Tygart Creek | WVLK-6 | 1038 | WV-OLK-14-AE | WV-OLK-14-AE_01 | UNT/Tygart Creek RM 12.99 | WVLK-6-I.2
1023 | WV-OLK-14 | WV-OLK-14_04 | Tygart Creek | WVLK-6 | 1039 | WV-OLK-14 | WV-OLK-14_01 | Tygart Creek | WVLK-6
1023 | WV-OLK-14 | WV-OLK-14_04 | Tygart Creek | WVLK-6 | 1040 | WV-OLK-14-AJ | WV-OLK-14-AJ_01 | Rockcamp Run | WVLK-6-J
1023 | WV-OLK-14 | WV-OLK-14_04 | Tygart Creek | WVLK-6 | 1041 | WV-OLK-14 | WV-OLK-14_01 | Tygart Creek | WVLK-6
1031 | WV-OLK-14 | WV-OLK-14_03 | Tygart Creek | WVLK-6 | 1031 | WV-OLK-14 | WV-OLK-14_03 | Tygart Creek | WVLK-6
1031 | WV-OLK-14 | WV-OLK-14_03 | Tygart Creek | WVLK-6 | 1032 | WV-OLK-14-L | WV-OLK-14-L_01 | Sugarcamp Run | WVLK-6-D
1031 | WV-OLK-14 | WV-OLK-14_03 | Tygart Creek | WVLK-6 | 1033 | WV-OLK-14 | WV-OLK-14_03 | Tygart Creek | WVLK-6
1031 | WV-OLK-14 | WV-OLK-14_03 | Tygart Creek | WVLK-6 | 1034 | WV-OLK-14-P | WV-OLK-14-P_01 | Sycamore Run | WVLK-6-E
1031 | WV-OLK-14 | WV-OLK-14_03 | Tygart Creek | WVLK-6 | 1035 | WV-OLK-14 | WV-OLK-14_03 | Tygart Creek | WVLK-6
1031 | WV-OLK-14 | WV-OLK-14_03 | Tygart Creek | WVLK-6 | 1036 | WV-OLK-14-W | WV-OLK-14-W_01 | Buck Run | WVLK-6-G
1031 | WV-OLK-14 | WV-OLK-14_03 | Tygart Creek | WVLK-6 | 1037 | WV-OLK-14 | WV-OLK-14_01 | Tygart Creek | WVLK-6
1031 | WV-OLK-14 | WV-OLK-14_03 | Tygart Creek | WVLK-6 | 1038 | WV-OLK-14-AE | WV-OLK-14-AE_01 | UNT/Tygart Creek RM 12.99 | WVLK-6-I.2
1031 | WV-OLK-14 | WV-OLK-14_03 | Tygart Creek | WVLK-6 | 1039 | WV-OLK-14 | WV-OLK-14_01 | Tygart Creek | WVLK-6
1031 | WV-OLK-14 | WV-OLK-14_03 | Tygart Creek | WVLK-6 | 1040 | WV-OLK-14-AJ | WV-OLK-14-AJ_01 | Rockcamp Run | WVLK-6-J
1031 | WV-OLK-14 | WV-OLK-14_03 | Tygart Creek | WVLK-6 | 1041 | WV-OLK-14 | WV-OLK-14_01 | Tygart Creek | WVLK-6
1038 | WV-OLK-14-AE | WV-OLK-14-AE_01 | UNT/Tygart Creek RM 12.99 | WVLK-6-I.2 | 1038 | WV-OLK-14-AE | WV-OLK-14-AE_01 | UNT/Tygart Creek RM 12.99 | WVLK-6-I.2
1043 | WV-OLK-19 | WV-OLK-19_03 | Stillwell Creek | WVLK-7 | 1043 | WV-OLK-19 | WV-OLK-19_03 | Stillwell Creek | WVLK-7
1043 | WV-OLK-19 | WV-OLK-19_03 | Stillwell Creek | WVLK-7 | 1044 | WV-OLK-19-A | WV-OLK-19-A_01 | Little Stillwell Creek | WVLK-7-A
1043 | WV-OLK-19 | WV-OLK-19_03 | Stillwell Creek | WVLK-7 | 1045 | WV-OLK-19 | WV-OLK-19_03 | Stillwell Creek | WVLK-7
1043 | WV-OLK-19 | WV-OLK-19_03 | Stillwell Creek | WVLK-7 | 1046 | WV-OLK-19 | WV-OLK-19_03 | Stillwell Creek | WVLK-7
1043 | WV-OLK-19 | WV-OLK-19_03 | Stillwell Creek | WVLK-7 | 1047 | WV-OLK-19-C | WV-OLK-19-C_01 | Left Fork/Stillwell Creek | WVLK-7-B
1043 | WV-OLK-19 | WV-OLK-19_03 | Stillwell Creek | WVLK-7 | 1048 | WV-OLK-19 | WV-OLK-19_03 | Stillwell Creek | WVLK-7
1043 | WV-OLK-19 | WV-OLK-19_03 | Stillwell Creek | WVLK-7 | 1049 | WV-OLK-19 | WV-OLK-19_02 | Stillwell Creek | WVLK-7
1043 | WV-OLK-19 | WV-OLK-19_03 | Stillwell Creek | WVLK-7 | 1050 | WV-OLK-19 | WV-OLK-19_02 | Stillwell Creek | WVLK-7
1043 | WV-OLK-19 | WV-OLK-19_03 | Stillwell Creek | WVLK-7 | 1051 | WV-OLK-19-P | WV-OLK-19-P_01 | North Fork/Stillwell Creek | WVLK-7-F
1043 | WV-OLK-19 | WV-OLK-19_03 | Stillwell Creek | WVLK-7 | 1052 | WV-OLK-19 | WV-OLK-19_01 | Stillwell Creek | WVLK-7
1049 | WV-OLK-19 | WV-OLK-19_02 | Stillwell Creek | WVLK-7 | 1049 | WV-OLK-19 | WV-OLK-19_02 | Stillwell Creek | WVLK-7
1049 | WV-OLK-19 | WV-OLK-19_02 | Stillwell Creek | WVLK-7 | 1050 | WV-OLK-19 | WV-OLK-19_02 | Stillwell Creek | WVLK-7
1049 | WV-OLK-19 | WV-OLK-19_02 | Stillwell Creek | WVLK-7 | 1051 | WV-OLK-19-P | WV-OLK-19-P_01 | North Fork/Stillwell Creek | WVLK-7-F
1049 | WV-OLK-19 | WV-OLK-19_02 | Stillwell Creek | WVLK-7 | 1052 | WV-OLK-19 | WV-OLK-19_01 | Stillwell Creek | WVLK-7
1058 | WV-OLK-22 | WV-OLK-22_03 | Walker Creek | WVLK-10 | 1058 | WV-OLK-22 | WV-OLK-22_03 | Walker Creek | WVLK-10
1058 | WV-OLK-22 | WV-OLK-22_03 | Walker Creek | WVLK-10 | 1059 | WV-OLK-22 | WV-OLK-22_02 | Walker Creek | WVLK-10
1058 | WV-OLK-22 | WV-OLK-22_03 | Walker Creek | WVLK-10 | 1060 | WV-OLK-22_(OLK-L4-073) | WV-OLK-22_(OLK-L4-073) | Walker Creek (MOUNTWOOD PARK LAKE) | WVLK-10
1058 | WV-OLK-22 | WV-OLK-22_03 | Walker Creek | WVLK-10 | 1061 | WV-OLK-22 | WV-OLK-22_01 | Walker Creek | WVLK-10
1061 | WV-OLK-22 | WV-OLK-22_01 | Walker Creek | WVLK-10 | 1061 | WV-OLK-22 | WV-OLK-22_01 | Walker Creek | WVLK-10
1063 | WV-OLK-25 | WV-OLK-25_03 | Slate Creek | WVLK-11 | 1063 | WV-OLK-25 | WV-OLK-25_03 | Slate Creek | WVLK-11
1063 | WV-OLK-25 | WV-OLK-25_03 | Slate Creek | WVLK-11 | 1064 | WV-OLK-25-B | WV-OLK-25-B_01 | Road Run | WVLK-11-B
1063 | WV-OLK-25 | WV-OLK-25_03 | Slate Creek | WVLK-11 | 1065 | WV-OLK-25 | WV-OLK-25_03 | Slate Creek | WVLK-11
1063 | WV-OLK-25 | WV-OLK-25_03 | Slate Creek | WVLK-11 | 1066 | WV-OLK-25-F | WV-OLK-25-F_01 | Mudlick Run | WVLK-11-E
1063 | WV-OLK-25 | WV-OLK-25_03 | Slate Creek | WVLK-11 | 1067 | WV-OLK-25 | WV-OLK-25_01 | Slate Creek | WVLK-11
1063 | WV-OLK-25 | WV-OLK-25_03 | Slate Creek | WVLK-11 | 1068 | WV-OLK-25-H | WV-OLK-25-H_01 | Wolf Run | WVLK-11-G
1063 | WV-OLK-25 | WV-OLK-25_03 | Slate Creek | WVLK-11 | 1069 | WV-OLK-25 | WV-OLK-25_01 | Slate Creek | WVLK-11
1063 | WV-OLK-25 | WV-OLK-25_03 | Slate Creek | WVLK-11 | 1070 | WV-OLK-25-M | WV-OLK-25-M_01 | Left Fork/Slate Creek
1063 | WV-OLK-25 | WV-OLK-25_03 | Slate Creek | WVLK-11 | 1071 | WV-OLK-25-N | WV-OLK-25-N_01 | Right Fork/Slate Creek
1067 | WV-OLK-25 | WV-OLK-25_01 | Slate Creek | WVLK-11 | 1067 | WV-OLK-25 | WV-OLK-25_01 | Slate Creek | WVLK-11
1067 | WV-OLK-25 | WV-OLK-25_01 | Slate Creek | WVLK-11 | 1068 | WV-OLK-25-H | WV-OLK-25-H_01 | Wolf Run | WVLK-11-G
1067 | WV-OLK-25 | WV-OLK-25_01 | Slate Creek | WVLK-11 | 1069 | WV-OLK-25 | WV-OLK-25_01 | Slate Creek | WVLK-11
1067 | WV-OLK-25 | WV-OLK-25_01 | Slate Creek | WVLK-11 | 1070 | WV-OLK-25-M | WV-OLK-25-M_01 | Left Fork/Slate Creek
1067 | WV-OLK-25 | WV-OLK-25_01 | Slate Creek | WVLK-11 | 1071 | WV-OLK-25-N | WV-OLK-25-N_01 | Right Fork/Slate Creek
1073 | WV-OLK | WV-OLK_12 | Little Kanawha River | WVLK | 1073 | WV-OLK | WV-OLK_12 | Little Kanawha River | WVLK
1073 | WV-OLK | WV-OLK_12 | Little Kanawha River | WVLK | 1074 | WV-OLK-34 | WV-OLK-34_01 | Lee Creek | WVLK-17
1073 | WV-OLK | WV-OLK_12 | Little Kanawha River | WVLK | 1075 | WV-OLK | WV-OLK_12 | Little Kanawha River | WVLK
1073 | WV-OLK | WV-OLK_12 | Little Kanawha River | WVLK | 1076 | WV-OLK-37 | WV-OLK-37_01 | Grieves Run | WVLK-19
1073 | WV-OLK | WV-OLK_12 | Little Kanawha River | WVLK | 1077 | WV-OLK | WV-OLK_12 | Little Kanawha River | WVLK
1073 | WV-OLK | WV-OLK_12 | Little Kanawha River | WVLK | 1078 | WV-OLK-39 | WV-OLK-39_03 | Standingstone Creek | WVLK-21
1073 | WV-OLK | WV-OLK_12 | Little Kanawha River | WVLK | 1079 | WV-OLK-39-B | WV-OLK-39-B_01 | Parish Fork | WVLK-21-A
1073 | WV-OLK | WV-OLK_12 | Little Kanawha River | WVLK | 1080 | WV-OLK-39 | WV-OLK-39_03 | Standingstone Creek | WVLK-21
1073 | WV-OLK | WV-OLK_12 | Little Kanawha River | WVLK | 1081 | WV-OLK-39-D | WV-OLK-39-D_01 | Oil Rock Run | WVLK-21-B
1073 | WV-OLK | WV-OLK_12 | Little Kanawha River | WVLK | 1082 | WV-OLK-39 | WV-OLK-39_01 | Standingstone Creek | WVLK-21
1073 | WV-OLK | WV-OLK_12 | Little Kanawha River | WVLK | 1083 | WV-OLK-39-G | WV-OLK-39-G_01 | Deaver Fork | WVLK-21-D
1073 | WV-OLK | WV-OLK_12 | Little Kanawha River | WVLK | 1084 | WV-OLK-39 | WV-OLK-39_01 | Standingstone Creek | WVLK-21
1073 | WV-OLK | WV-OLK_12 | Little Kanawha River | WVLK | 1085 | WV-OLK-39-K | WV-OLK-39-K_01 | Brushy Fork | WVLK-21-G
1073 | WV-OLK | WV-OLK_12 | Little Kanawha River | WVLK | 1086 | WV-OLK-39 | WV-OLK-39_01 | Standingstone Creek | WVLK-21
1073 | WV-OLK | WV-OLK_12 | Little Kanawha River | WVLK | 1087 | WV-OLK | WV-OLK_12 | Little Kanawha River | WVLK
1073 | WV-OLK | WV-OLK_12 | Little Kanawha River | WVLK | 1088 | WV-OLK-43 | WV-OLK-43_03 | Tucker Creek | WVLK-23
1073 | WV-OLK | WV-OLK_12 | Little Kanawha River | WVLK | 1089 | WV-OLK-43-C | WV-OLK-43-C_01 | Horse Run | WVLK-23-A
1073 | WV-OLK | WV-OLK_12 | Little Kanawha River | WVLK | 1090 | WV-OLK-43 | WV-OLK-43_02 | Tucker Creek | WVLK-23
1073 | WV-OLK | WV-OLK_12 | Little Kanawha River | WVLK | 1091 | WV-OLK-43-G | WV-OLK-43-G_01 | Drift Run | WVLK-23-C
1073 | WV-OLK | WV-OLK_12 | Little Kanawha River | WVLK | 1092 | WV-OLK-43 | WV-OLK-43_02 | Tucker Creek | WVLK-23
1073 | WV-OLK | WV-OLK_12 | Little Kanawha River | WVLK | 1093 | WV-OLK-43-H | WV-OLK-43-H_01 | Ballard Run | WVLK-23-D
1073 | WV-OLK | WV-OLK_12 | Little Kanawha River | WVLK | 1094 | WV-OLK-43 | WV-OLK-43_01 | Tucker Creek | WVLK-23
1073 | WV-OLK | WV-OLK_12 | Little Kanawha River | WVLK | 1095 | WV-OLK | WV-OLK_12 | Little Kanawha River | WVLK
1073 | WV-OLK | WV-OLK_12 | Little Kanawha River | WVLK | 1096 | WV-OLK-44 | WV-OLK-44_01 | Two Ripple Run | WVLK-24
1073 | WV-OLK | WV-OLK_12 | Little Kanawha River | WVLK | 1097 | WV-OLK | WV-OLK_12 | Little Kanawha River | WVLK
1073 | WV-OLK | WV-OLK_12 | Little Kanawha River | WVLK | 1098 | WV-OLK-45 | WV-OLK-45_06 | Reedy Creek | WVLK-25
1073 | WV-OLK | WV-OLK_12 | Little Kanawha River | WVLK | 1099 | WV-OLK-45-C | WV-OLK-45-C_03 | Right Reedy Creek | WVLK-25-B
1073 | WV-OLK | WV-OLK_12 | Little Kanawha River | WVLK | 1100 | WV-OLK-45-C-1 | WV-OLK-45-C-1_01 | Lynncamp Run | WVLK-25-B-1
1073 | WV-OLK | WV-OLK_12 | Little Kanawha River | WVLK | 1101 | WV-OLK-45-C-1-D | WV-OLK-45-C-1-D_01 | Buell Fork | WVLK-25-B-1-C
1073 | WV-OLK | WV-OLK_12 | Little Kanawha River | WVLK | 1102 | WV-OLK-45-C-1 | WV-OLK-45-C-1_01 | Lynncamp Run | WVLK-25-B-1
1073 | WV-OLK | WV-OLK_12 | Little Kanawha River | WVLK | 1103 | WV-OLK-45-C | WV-OLK-45-C_03 | Right Reedy Creek | WVLK-25-B
1073 | WV-OLK | WV-OLK_12 | Little Kanawha River | WVLK | 1104 | WV-OLK-45-C-7 | WV-OLK-45-C-7_01 | Thorns Run | WVLK-25-B-4
1073 | WV-OLK | WV-OLK_12 | Little Kanawha River | WVLK | 1105 | WV-OLK-45-C | WV-OLK-45-C_03 | Right Reedy Creek | WVLK-25-B
1073 | WV-OLK | WV-OLK_12 | Little Kanawha River | WVLK | 1106 | WV-OLK-45-C-9 | WV-OLK-45-C-9_01 | Big Run | WVLK-25-B-6
1073 | WV-OLK | WV-OLK_12 | Little Kanawha River | WVLK | 1107 | WV-OLK-45-C | WV-OLK-45-C_03 | Right Reedy Creek | WVLK-25-B
1073 | WV-OLK | WV-OLK_12 | Little Kanawha River | WVLK | 1108 | WV-OLK-45-C-10 | WV-OLK-45-C-10_01 | Somerville Fork | WVLK-25-B-7
1073 | WV-OLK | WV-OLK_12 | Little Kanawha River | WVLK | 1109 | WV-OLK-45-C | WV-OLK-45-C_03 | Right Reedy Creek | WVLK-25-B
1073 | WV-OLK | WV-OLK_12 | Little Kanawha River | WVLK | 1110 | WV-OLK-45-C-11 | WV-OLK-45-C-11_01 | Cranesnest Run | WVLK-25-B-8
1073 | WV-OLK | WV-OLK_12 | Little Kanawha River | WVLK | 1111 | WV-OLK-45-C | WV-OLK-45-C_03 | Right Reedy Creek | WVLK-25-B
1073 | WV-OLK | WV-OLK_12 | Little Kanawha River | WVLK | 1112 | WV-OLK-45-C-13 | WV-OLK-45-C-13_01 | Enoch Fork | WVLK-25-B-10
1073 | WV-OLK | WV-OLK_12 | Little Kanawha River | WVLK | 1113 | WV-OLK-45-C-14 | WV-OLK-45-C-14_01 | Fulls Fork | WVLK-25-B-9
1073 | WV-OLK | WV-OLK_12 | Little Kanawha River | WVLK | 1114 | WV-OLK-45 | WV-OLK-45_05 | Reedy Creek | WVLK-25
1073 | WV-OLK | WV-OLK_12 | Little Kanawha River | WVLK | 1115 | WV-OLK-45-K | WV-OLK-45-K_01 | Two Run | WVLK-25-G
1073 | WV-OLK | WV-OLK_12 | Little Kanawha River | WVLK | 1116 | WV-OLK-45 | WV-OLK-45_05 | Reedy Creek | WVLK-25
1073 | WV-OLK | WV-OLK_12 | Little Kanawha River | WVLK | 1117 | WV-OLK-45-Q | WV-OLK-45-Q_01 | Conrad Run | WVLK-25-L
1073 | WV-OLK | WV-OLK_12 | Little Kanawha River | WVLK | 1118 | WV-OLK-45 | WV-OLK-45_05 | Reedy Creek | WVLK-25
1073 | WV-OLK | WV-OLK_12 | Little Kanawha River | WVLK | 1119 | WV-OLK-45-S | WV-OLK-45-S_01 | Stutler Run | WVLK-25-N
1073 | WV-OLK | WV-OLK_12 | Little Kanawha River | WVLK | 1120 | WV-OLK-45 | WV-OLK-45_05 | Reedy Creek | WVLK-25
1073 | WV-OLK | WV-OLK_12 | Little Kanawha River | WVLK | 1121 | WV-OLK-45-U | WV-OLK-45-U_01 | Cain Run | WVLK-25-O
1073 | WV-OLK | WV-OLK_12 | Little Kanawha River | WVLK | 1122 | WV-OLK-45 | WV-OLK-45_05 | Reedy Creek | WVLK-25
1073 | WV-OLK | WV-OLK_12 | Little Kanawha River | WVLK | 1123 | WV-OLK-45-X | WV-OLK-45-X_05 | Left Fork/Reedy Creek | WVLK-25-S
1073 | WV-OLK | WV-OLK_12 | Little Kanawha River | WVLK | 1124 | WV-OLK-45-X-1 | WV-OLK-45-X-1_02 | Middle Fork/Reedy Creek | WVLK-25-R
1073 | WV-OLK | WV-OLK_12 | Little Kanawha River | WVLK | 1125 | WV-OLK-45-X-1-C | WV-OLK-45-X-1-C_01 | Johnson Run | WVLK-25-R-2
1073 | WV-OLK | WV-OLK_12 | Little Kanawha River | WVLK | 1126 | WV-OLK-45-X-1 | WV-OLK-45-X-1_02 | Middle Fork/Reedy Creek | WVLK-25-R
1073 | WV-OLK | WV-OLK_12 | Little Kanawha River | WVLK | 1127 | WV-OLK-45-X-1 | WV-OLK-45-X-1_01 | Middle Fork/Reedy Creek | WVLK-25-R
1073 | WV-OLK | WV-OLK_12 | Little Kanawha River | WVLK | 1128 | WV-OLK-45-X | WV-OLK-45-X_04 | Left Fork/Reedy Creek | WVLK-25-S
1073 | WV-OLK | WV-OLK_12 | Little Kanawha River | WVLK | 1129 | WV-OLK-45-X-9 | WV-OLK-45-X-9_01 | Rush Run | WVLK-25-S-5
1073 | WV-OLK | WV-OLK_12 | Little Kanawha River | WVLK | 1130 | WV-OLK-45-X | WV-OLK-45-X_03 | Left Fork/Reedy Creek | WVLK-25-S
1073 | WV-OLK | WV-OLK_12 | Little Kanawha River | WVLK | 1131 | WV-OLK-45-X-10 | WV-OLK-45-X-10_01 | Bear Run | WVLK-25-S-6
1073 | WV-OLK | WV-OLK_12 | Little Kanawha River | WVLK | 1132 | WV-OLK-45-X | WV-OLK-45-X_03 | Left Fork/Reedy Creek | WVLK-25-S
1073 | WV-OLK | WV-OLK_12 | Little Kanawha River | WVLK | 1133 | WV-OLK-45-X-15 | WV-OLK-45-X-15_01 | Colt Run | WVLK-25-S-8
1073 | WV-OLK | WV-OLK_12 | Little Kanawha River | WVLK | 1134 | WV-OLK-45-X | WV-OLK-45-X_03 | Left Fork/Reedy Creek | WVLK-25-S
1073 | WV-OLK | WV-OLK_12 | Little Kanawha River | WVLK | 1135 | WV-OLK-45-X-18 | WV-OLK-45-X-18_01 | Tucker Run | WVLK-25-S-11
1073 | WV-OLK | WV-OLK_12 | Little Kanawha River | WVLK | 1136 | WV-OLK-45-X | WV-OLK-45-X_02 | Left Fork/Reedy Creek | WVLK-25-S
1073 | WV-OLK | WV-OLK_12 | Little Kanawha River | WVLK | 1137 | WV-OLK-45-X-24 | WV-OLK-45-X-24_01 | Stover Fork | WVLK-25-S-13
1073 | WV-OLK | WV-OLK_12 | Little Kanawha River | WVLK | 1138 | WV-OLK-45-X | WV-OLK-45-X_01 | Left Fork/Reedy Creek | WVLK-25-S
1073 | WV-OLK | WV-OLK_12 | Little Kanawha River | WVLK | 1139 | WV-OLK-45-Y | WV-OLK-45-Y_02 | Right Fork/Reedy Creek | WVLK-25-Q
1073 | WV-OLK | WV-OLK_12 | Little Kanawha River | WVLK | 1140 | WV-OLK-45-Y-2 | WV-OLK-45-Y-2_01 | Seaman Fork | WVLK-25-Q-1
1073 | WV-OLK | WV-OLK_12 | Little Kanawha River | WVLK | 1141 | WV-OLK-45-Y | WV-OLK-45-Y_01 | Right Fork/Reedy Creek | WVLK-25-Q
1073 | WV-OLK | WV-OLK_12 | Little Kanawha River | WVLK | 1142 | WV-OLK | WV-OLK_12 | Little Kanawha River | WVLK
1073 | WV-OLK | WV-OLK_12 | Little Kanawha River | WVLK | 1143 | WV-OLK-49 | WV-OLK-49_01 | Chestnut Run | WVLK-28
1073 | WV-OLK | WV-OLK_12 | Little Kanawha River | WVLK | 1144 | WV-OLK | WV-OLK_12 | Little Kanawha River | WVLK
1073 | WV-OLK | WV-OLK_12 | Little Kanawha River | WVLK | 1145 | WV-OLK-52 | WV-OLK-52_01 | Burning Springs Run | WVLK-29.5
1073 | WV-OLK | WV-OLK_12 | Little Kanawha River | WVLK | 1146 | WV-OLK | WV-OLK_12 | Little Kanawha River | WVLK
1073 | WV-OLK | WV-OLK_12 | Little Kanawha River | WVLK | 1147 | WV-OLK-55 | WV-OLK-55_05 | Spring Creek | WVLK-31
1073 | WV-OLK | WV-OLK_12 | Little Kanawha River | WVLK | 1148 | WV-OLK-55-A | WV-OLK-55-A_01 | Bear Run | WVLK-31-A
1073 | WV-OLK | WV-OLK_12 | Little Kanawha River | WVLK | 1149 | WV-OLK-55 | WV-OLK-55_05 | Spring Creek | WVLK-31
1073 | WV-OLK | WV-OLK_12 | Little Kanawha River | WVLK | 1150 | WV-OLK-55-F | WV-OLK-55-F_01 | Horse Run | WVLK-31-F
1073 | WV-OLK | WV-OLK_12 | Little Kanawha River | WVLK | 1151 | WV-OLK-55 | WV-OLK-55_05 | Spring Creek | WVLK-31
1073 | WV-OLK | WV-OLK_12 | Little Kanawha River | WVLK | 1152 | WV-OLK-55-H | WV-OLK-55-H_01 | Beaverdam Run | WVLK-31-H
1073 | WV-OLK | WV-OLK_12 | Little Kanawha River | WVLK | 1153 | WV-OLK-55 | WV-OLK-55_05 | Spring Creek | WVLK-31
1073 | WV-OLK | WV-OLK_12 | Little Kanawha River | WVLK | 1154 | WV-OLK-55-N | WV-OLK-55-N_01 | Bear Run | WVLK-31-M
1073 | WV-OLK | WV-OLK_12 | Little Kanawha River | WVLK | 1155 | WV-OLK-55 | WV-OLK-55_05 | Spring Creek | WVLK-31
1073 | WV-OLK | WV-OLK_12 | Little Kanawha River | WVLK | 1156 | WV-OLK-55-R | WV-OLK-55-R_01 | Little Spring Creek | WVLK-31-O
1073 | WV-OLK | WV-OLK_12 | Little Kanawha River | WVLK | 1157 | WV-OLK-55-R-2 | WV-OLK-55-R-2_01 | Left Fork/Little Spring Creek | WVLK-31-O-2
1073 | WV-OLK | WV-OLK_12 | Little Kanawha River | WVLK | 1158 | WV-OLK-55-R | WV-OLK-55-R_01 | Little Spring Creek | WVLK-31-O
1073 | WV-OLK | WV-OLK_12 | Little Kanawha River | WVLK | 1159 | WV-OLK-55-R-8 | WV-OLK-55-R-8_01 | Right Fork/Little Spring Creek | WVLK-31-O-6
1073 | WV-OLK | WV-OLK_12 | Little Kanawha River | WVLK | 1160 | WV-OLK-55-R | WV-OLK-55-R_01 | Little Spring Creek | WVLK-31-O
1073 | WV-OLK | WV-OLK_12 | Little Kanawha River | WVLK | 1161 | WV-OLK-55 | WV-OLK-55_04 | Spring Creek | WVLK-31
1073 | WV-OLK | WV-OLK_12 | Little Kanawha River | WVLK | 1162 | WV-OLK-55-U | WV-OLK-55-U_01 | Island Run | WVLK-31-R
1073 | WV-OLK | WV-OLK_12 | Little Kanawha River | WVLK | 1163 | WV-OLK-55 | WV-OLK-55_04 | Spring Creek | WVLK-31
1073 | WV-OLK | WV-OLK_12 | Little Kanawha River | WVLK | 1164 | WV-OLK-55-AC | WV-OLK-55-AC_01 | Nancy Run | WVLK-31-W
1073 | WV-OLK | WV-OLK_12 | Little Kanawha River | WVLK | 1165 | WV-OLK-55 | WV-OLK-55_04 | Spring Creek | WVLK-31
1073 | WV-OLK | WV-OLK_12 | Little Kanawha River | WVLK | 1166 | WV-OLK-55-AF | WV-OLK-55-AF_01 | Tanner Run | WVLK-31-X
1073 | WV-OLK | WV-OLK_12 | Little Kanawha River | WVLK | 1167 | WV-OLK-55-AF-1_(OLK-L2-080) | WV-OLK-55-AF-1_(OLK-L2-080) | Miletree Run (MILETREE LAKE) | WVLK-31-X-1
1073 | WV-OLK | WV-OLK_12 | Little Kanawha River | WVLK | 1168 | WV-OLK-55-AF | WV-OLK-55-AF_01 | Tanner Run | WVLK-31-X
1073 | WV-OLK | WV-OLK_12 | Little Kanawha River | WVLK | 1169 | WV-OLK-55-AF-2 | WV-OLK-55-AF-2_01 | Scaffold Run | WVLK-31-X-2
1073 | WV-OLK | WV-OLK_12 | Little Kanawha River | WVLK | 1170 | WV-OLK-55-AF | WV-OLK-55-AF_01 | Tanner Run | WVLK-31-X
1073 | WV-OLK | WV-OLK_12 | Little Kanawha River | WVLK | 1171 | WV-OLK-55 | WV-OLK-55_04 | Spring Creek | WVLK-31
1073 | WV-OLK | WV-OLK_12 | Little Kanawha River | WVLK | 1172 | WV-OLK-55-AG | WV-OLK-55-AG_01 | Goff Run | WVLK-31-Y
1073 | WV-OLK | WV-OLK_12 | Little Kanawha River | WVLK | 1173 | WV-OLK-55 | WV-OLK-55_04 | Spring Creek | WVLK-31
1073 | WV-OLK | WV-OLK_12 | Little Kanawha River | WVLK | 1174 | WV-OLK-55-AI | WV-OLK-55-AI_03 | Left Fork/Spring Creek | WVLK-31-Z
1073 | WV-OLK | WV-OLK_12 | Little Kanawha River | WVLK | 1175 | WV-OLK-55-AI-2 | WV-OLK-55-AI-2_01 | Charles Fork | WVLK-31-Z-1
1073 | WV-OLK | WV-OLK_12 | Little Kanawha River | WVLK | 1176 | WV-OLK-55-AI | WV-OLK-55-AI_02 | Left Fork/Spring Creek | WVLK-31-Z
1073 | WV-OLK | WV-OLK_12 | Little Kanawha River | WVLK | 1177 | WV-OLK-55-AI-5 | WV-OLK-55-AI-5_01 | Vandale Fork | WVLK-31-Z-3
1073 | WV-OLK | WV-OLK_12 | Little Kanawha River | WVLK | 1178 | WV-OLK-55-AI | WV-OLK-55-AI_01 | Left Fork/Spring Creek | WVLK-31-Z
1073 | WV-OLK | WV-OLK_12 | Little Kanawha River | WVLK | 1179 | WV-OLK-55-AJ | WV-OLK-55-AJ_02 | Right Fork/Spring Creek | WVLK-31-AA
1073 | WV-OLK | WV-OLK_12 | Little Kanawha River | WVLK | 1180 | WV-OLK-55-AJ-2 | WV-OLK-55-AJ-2_01 | Lick Fork | WVLK-31-AA-1
1073 | WV-OLK | WV-OLK_12 | Little Kanawha River | WVLK | 1181 | WV-OLK-55-AJ | WV-OLK-55-AJ_02 | Right Fork/Spring Creek | WVLK-31-AA
1073 | WV-OLK | WV-OLK_12 | Little Kanawha River | WVLK | 1182 | WV-OLK-55-AJ-7 | WV-OLK-55-AJ-7_01 | Missouri Fork | WVLK-31-AA-3
1073 | WV-OLK | WV-OLK_12 | Little Kanawha River | WVLK | 1183 | WV-OLK-55-AJ | WV-OLK-55-AJ_01 | Right Fork/Spring Creek | WVLK-31-AA
1073 | WV-OLK | WV-OLK_12 | Little Kanawha River | WVLK | 1184 | WV-OLK | WV-OLK_12 | Little Kanawha River | WVLK
1073 | WV-OLK | WV-OLK_12 | Little Kanawha River | WVLK | 2001 | WV-OLK-59 | WV-OLK-59_07 | West Fork/Little Kanawha River | WVLKW
1073 | WV-OLK | WV-OLK_12 | Little Kanawha River | WVLK | 2002 | WV-OLK-59-A | WV-OLK-59-A_01 | Little Creek | WVLKW-1
1073 | WV-OLK | WV-OLK_12 | Little Kanawha River | WVLK | 2003 | WV-OLK-59 | WV-OLK-59_07 | West Fork/Little Kanawha River | WVLKW
1073 | WV-OLK | WV-OLK_12 | Little Kanawha River | WVLK | 2004 | WV-OLK-59-G | WV-OLK-59-G_01 | Rockcamp Run | WVLKW-5
1073 | WV-OLK | WV-OLK_12 | Little Kanawha River | WVLK | 2005 | WV-OLK-59 | WV-OLK-59_07 | West Fork/Little Kanawha River | WVLKW
1073 | WV-OLK | WV-OLK_12 | Little Kanawha River | WVLK | 2006 | WV-OLK-59-J | WV-OLK-59-J_01 | Barnes Run | WVLKW-8
1073 | WV-OLK | WV-OLK_12 | Little Kanawha River | WVLK | 2007 | WV-OLK-59 | WV-OLK-59_07 | West Fork/Little Kanawha River | WVLKW
1073 | WV-OLK | WV-OLK_12 | Little Kanawha River | WVLK | 2008 | WV-OLK-59-O | WV-OLK-59-O_01 | Rowles Run | WVLKW-10
1073 | WV-OLK | WV-OLK_12 | Little Kanawha River | WVLK | 2009 | WV-OLK-59-O-3 | WV-OLK-59-O-3_01 | Hardman Fork | WVLKW-10-B
1073 | WV-OLK | WV-OLK_12 | Little Kanawha River | WVLK | 2010 | WV-OLK-59-O | WV-OLK-59-O_01 | Rowles Run | WVLKW-10
1073 | WV-OLK | WV-OLK_12 | Little Kanawha River | WVLK | 2011 | WV-OLK-59 | WV-OLK-59_07 | West Fork/Little Kanawha River | WVLKW
1073 | WV-OLK | WV-OLK_12 | Little Kanawha River | WVLK | 2012 | WV-OLK-59-S | WV-OLK-59-S_01 | Triplett Run | WVLKW-14
1073 | WV-OLK | WV-OLK_12 | Little Kanawha River | WVLK | 2013 | WV-OLK-59-S-2 | WV-OLK-59-S-2_01 | Right Fork/Triplett Run | WVLKW-14-A
1073 | WV-OLK | WV-OLK_12 | Little Kanawha River | WVLK | 2014 | WV-OLK-59-S | WV-OLK-59-S_01 | Triplett Run | WVLKW-14
1073 | WV-OLK | WV-OLK_12 | Little Kanawha River | WVLK | 2015 | WV-OLK-59 | WV-OLK-59_07 | West Fork/Little Kanawha River | WVLKW
1073 | WV-OLK | WV-OLK_12 | Little Kanawha River | WVLK | 2016 | WV-OLK-59-W | WV-OLK-59-W_05 | Henry Fork | WVLKW-15
1073 | WV-OLK | WV-OLK_12 | Little Kanawha River | WVLK | 2017 | WV-OLK-59-W-8 | WV-OLK-59-W-8_01 | Laurel Run | WVLKW-15-F
1073 | WV-OLK | WV-OLK_12 | Little Kanawha River | WVLK | 2018 | WV-OLK-59-W | WV-OLK-59-W_05 | Henry Fork | WVLKW-15
1073 | WV-OLK | WV-OLK_12 | Little Kanawha River | WVLK | 2019 | WV-OLK-59-W-9 | WV-OLK-59-W-9_01 | Leatherbark Creek | WVLKW-15-G
1073 | WV-OLK | WV-OLK_12 | Little Kanawha River | WVLK | 2020 | WV-OLK-59-W | WV-OLK-59-W_05 | Henry Fork | WVLKW-15
1073 | WV-OLK | WV-OLK_12 | Little Kanawha River | WVLK | 2021 | WV-OLK-59-W-11 | WV-OLK-59-W-11_01 | Island Run | WVLKW-15-H
1073 | WV-OLK | WV-OLK_12 | Little Kanawha River | WVLK | 2022 | WV-OLK-59-W | WV-OLK-59-W_05 | Henry Fork | WVLKW-15
1073 | WV-OLK | WV-OLK_12 | Little Kanawha River | WVLK | 2023 | WV-OLK-59-W-12 | WV-OLK-59-W-12_03 | Beech Fork | WVLKW-15-I
1073 | WV-OLK | WV-OLK_12 | Little Kanawha River | WVLK | 2024 | WV-OLK-59-W-12-F | WV-OLK-59-W-12-F_01 | Road Run | WVLKW-15-I-3
1073 | WV-OLK | WV-OLK_12 | Little Kanawha River | WVLK | 2025 | WV-OLK-59-W-12 | WV-OLK-59-W-12_03 | Beech Fork | WVLKW-15-I
1073 | WV-OLK | WV-OLK_12 | Little Kanawha River | WVLK | 2026 | WV-OLK-59-W-12-Q | WV-OLK-59-W-12-Q_01 | Fink Run | WVLKW-15-I-7
1073 | WV-OLK | WV-OLK_12 | Little Kanawha River | WVLK | 2027 | WV-OLK-59-W-12 | WV-OLK-59-W-12_02 | Beech Fork | WVLKW-15-I
1073 | WV-OLK | WV-OLK_12 | Little Kanawha River | WVLK | 2028 | WV-OLK-59-W-12-T | WV-OLK-59-W-12-T_01 | Sang Run | WVLKW-15-I-9
1073 | WV-OLK | WV-OLK_12 | Little Kanawha River | WVLK | 2029 | WV-OLK-59-W-12 | WV-OLK-59-W-12_01 | Beech Fork | WVLKW-15-I
1073 | WV-OLK | WV-OLK_12 | Little Kanawha River | WVLK | 2030 | WV-OLK-59-W | WV-OLK-59-W_04 | Henry Fork | WVLKW-15
1073 | WV-OLK | WV-OLK_12 | Little Kanawha River | WVLK | 2031 | WV-OLK-59-W-15 | WV-OLK-59-W-15_01 | Clover Run | WVLKW-15-L
1073 | WV-OLK | WV-OLK_12 | Little Kanawha River | WVLK | 2032 | WV-OLK-59-W-15-H | WV-OLK-59-W-15-H_01 | Chambers Fork | WVLKW-15-L-3
1073 | WV-OLK | WV-OLK_12 | Little Kanawha River | WVLK | 2033 | WV-OLK-59-W-15 | WV-OLK-59-W-15_01 | Clover Run | WVLKW-15-L
1073 | WV-OLK | WV-OLK_12 | Little Kanawha River | WVLK | 2034 | WV-OLK-59-W | WV-OLK-59-W_04 | Henry Fork | WVLKW-15
1073 | WV-OLK | WV-OLK_12 | Little Kanawha River | WVLK | 2035 | WV-OLK-59-W-17 | WV-OLK-59-W-17_01 | Rush Run | WVLKW-15-M
1073 | WV-OLK | WV-OLK_12 | Little Kanawha River | WVLK | 2036 | WV-OLK-59-W-17 | WV-OLK-59-W-17_01 | Rush Run | WVLKW-15-M
1073 | WV-OLK | WV-OLK_12 | Little Kanawha River | WVLK | 2037 | WV-OLK-59-W | WV-OLK-59-W_03 | Henry Fork | WVLKW-15
1073 | WV-OLK | WV-OLK_12 | Little Kanawha River | WVLK | 2038 | WV-OLK-59-W-22 | WV-OLK-59-W-22_01 | Hayes Run | WVLKW-15-O
1073 | WV-OLK | WV-OLK_12 | Little Kanawha River | WVLK | 2039 | WV-OLK-59-W | WV-OLK-59-W_03 | Henry Fork | WVLKW-15
1073 | WV-OLK | WV-OLK_12 | Little Kanawha River | WVLK | 2040 | WV-OLK-59-W-26 | WV-OLK-59-W-26_01 | Canoe Run | WVLKW-15-R
1073 | WV-OLK | WV-OLK_12 | Little Kanawha River | WVLK | 2041 | WV-OLK-59-W | WV-OLK-59-W_02 | Henry Fork | WVLKW-15
1073 | WV-OLK | WV-OLK_12 | Little Kanawha River | WVLK | 2042 | WV-OLK-59-W-29 | WV-OLK-59-W-29_01 | Sycamore Fork | WVLKW-15-T
1073 | WV-OLK | WV-OLK_12 | Little Kanawha River | WVLK | 2043 | WV-OLK-59-W | WV-OLK-59-W_01 | Henry Fork | WVLKW-15
1073 | WV-OLK | WV-OLK_12 | Little Kanawha River | WVLK | 2044 | WV-OLK-59 | WV-OLK-59_06 | West Fork/Little Kanawha River | WVLKW
1073 | WV-OLK | WV-OLK_12 | Little Kanawha River | WVLK | 2045 | WV-OLK-59-Z | WV-OLK-59-Z_01 | Barnes Run | WVLKW-16
1073 | WV-OLK | WV-OLK_12 | Little Kanawha River | WVLK | 2046 | WV-OLK-59-Z-2 | WV-OLK-59-Z-2_01 | Left Fork/Barnes Run | WVLKW-16-A
1073 | WV-OLK | WV-OLK_12 | Little Kanawha River | WVLK | 2047 | WV-OLK-59-Z | WV-OLK-59-Z_01 | Barnes Run | WVLKW-16
1073 | WV-OLK | WV-OLK_12 | Little Kanawha River | WVLK | 2048 | WV-OLK-59 | WV-OLK-59_06 | West Fork/Little Kanawha River | WVLKW
1073 | WV-OLK | WV-OLK_12 | Little Kanawha River | WVLK | 2049 | WV-OLK-59-AF | WV-OLK-59-AF_01 | Jesse Run | WVLKW-17
1073 | WV-OLK | WV-OLK_12 | Little Kanawha River | WVLK | 2050 | WV-OLK-59 | WV-OLK-59_06 | West Fork/Little Kanawha River | WVLKW
1073 | WV-OLK | WV-OLK_12 | Little Kanawha River | WVLK | 2051 | WV-OLK-59-AL | WV-OLK-59-AL_01 | Daniels Run | WVLKW-21
1073 | WV-OLK | WV-OLK_12 | Little Kanawha River | WVLK | 2052 | WV-OLK-59-AL-1 | WV-OLK-59-AL-1_01 | Right Fork/Daniels Run | WVLKW-21-A
1073 | WV-OLK | WV-OLK_12 | Little Kanawha River | WVLK | 2053 | WV-OLK-59-AL-2 | WV-OLK-59-AL-2_01 | Left Fork/Daniels Run | WVLKW-21-B
1073 | WV-OLK | WV-OLK_12 | Little Kanawha River | WVLK | 2054 | WV-OLK-59 | WV-OLK-59_05 | West Fork/Little Kanawha River | WVLKW
1073 | WV-OLK | WV-OLK_12 | Little Kanawha River | WVLK | 2055 | WV-OLK-59-AS | WV-OLK-59-AS_01 | Mushroom Run | WVLKW-23.5
1073 | WV-OLK | WV-OLK_12 | Little Kanawha River | WVLK | 2056 | WV-OLK-59 | WV-OLK-59_05 | West Fork/Little Kanawha River | WVLKW
1073 | WV-OLK | WV-OLK_12 | Little Kanawha River | WVLK | 2057 | WV-OLK-59-AX | WV-OLK-59-AX_01 | Millstone Creek | WVLKW-27
1073 | WV-OLK | WV-OLK_12 | Little Kanawha River | WVLK | 2058 | WV-OLK-59 | WV-OLK-59_05 | West Fork/Little Kanawha River | WVLKW
1073 | WV-OLK | WV-OLK_12 | Little Kanawha River | WVLK | 2059 | WV-OLK-59-BB | WV-OLK-59-BB_01 | Crummis Creek | WVLKW-28
1073 | WV-OLK | WV-OLK_12 | Little Kanawha River | WVLK | 2060 | WV-OLK-59-BB-2 | WV-OLK-59-BB-2_01 | Right Fork/Crummis Creek | WVLKW-28-A
1073 | WV-OLK | WV-OLK_12 | Little Kanawha River | WVLK | 2061 | WV-OLK-59-BB | WV-OLK-59-BB_01 | Crummis Creek | WVLKW-28
1073 | WV-OLK | WV-OLK_12 | Little Kanawha River | WVLK | 2062 | WV-OLK-59 | WV-OLK-59_05 | West Fork/Little Kanawha River | WVLKW
1073 | WV-OLK | WV-OLK_12 | Little Kanawha River | WVLK | 2063 | WV-OLK-59-BH | WV-OLK-59-BH_03 | Left Fork/West Fork/Little Kanawha River | WVLKW-31
1073 | WV-OLK | WV-OLK_12 | Little Kanawha River | WVLK | 2064 | WV-OLK-59-BH-5 | WV-OLK-59-BH-5_01 | Bear Run | WVLKW-31-C
1073 | WV-OLK | WV-OLK_12 | Little Kanawha River | WVLK | 2065 | WV-OLK-59-BH | WV-OLK-59-BH_03 | Left Fork/West Fork/Little Kanawha River | WVLKW-31
1073 | WV-OLK | WV-OLK_12 | Little Kanawha River | WVLK | 2066 | WV-OLK-59-BH-11 | WV-OLK-59-BH-11_01 | Frozen Run | WVLKW-31-E
1073 | WV-OLK | WV-OLK_12 | Little Kanawha River | WVLK | 2067 | WV-OLK-59-BH | WV-OLK-59-BH_03 | Left Fork/West Fork/Little Kanawha River | WVLKW-31
1073 | WV-OLK | WV-OLK_12 | Little Kanawha River | WVLK | 2068 | WV-OLK-59-BH-14 | WV-OLK-59-BH-14_01 | Nicut Run | WVLKW-31-G
1073 | WV-OLK | WV-OLK_12 | Little Kanawha River | WVLK | 2069 | WV-OLK-59-BH | WV-OLK-59-BH_01 | Left Fork/West Fork/Little Kanawha River | WVLKW-31
1073 | WV-OLK | WV-OLK_12 | Little Kanawha River | WVLK | 2070 | WV-OLK-59-BH | WV-OLK-59-BH_01 | Left Fork/West Fork/Little Kanawha River | WVLKW-31
1073 | WV-OLK | WV-OLK_12 | Little Kanawha River | WVLK | 2071 | WV-OLK-59 | WV-OLK-59_04 | West Fork/Little Kanawha River | WVLKW
1073 | WV-OLK | WV-OLK_12 | Little Kanawha River | WVLK | 2072 | WV-OLK-59-BO | WV-OLK-59-BO_01 | Meadow Run | WVLKW-35
1073 | WV-OLK | WV-OLK_12 | Little Kanawha River | WVLK | 2073 | WV-OLK-59 | WV-OLK-59_04 | West Fork/Little Kanawha River | WVLKW
1073 | WV-OLK | WV-OLK_12 | Little Kanawha River | WVLK | 2074 | WV-OLK-59-BS | WV-OLK-59-BS_01 | Big White Oak Run | WVLKW-38
1073 | WV-OLK | WV-OLK_12 | Little Kanawha River | WVLK | 2075 | WV-OLK-59 | WV-OLK-59_02 | West Fork/Little Kanawha River | WVLKW
1073 | WV-OLK | WV-OLK_12 | Little Kanawha River | WVLK | 2076 | WV-OLK-59-BT | WV-OLK-59-BT_01 | Walnut Fork | WVLKW-39
1073 | WV-OLK | WV-OLK_12 | Little Kanawha River | WVLK | 2077 | WV-OLK-59 | WV-OLK-59_02 | West Fork/Little Kanawha River | WVLKW
1073 | WV-OLK | WV-OLK_12 | Little Kanawha River | WVLK | 2078 | WV-OLK-59-BU | WV-OLK-59-BU_01 | Walker Creek | WVLKW-40
1073 | WV-OLK | WV-OLK_12 | Little Kanawha River | WVLK | 2079 | WV-OLK-59 | WV-OLK-59_02 | West Fork/Little Kanawha River | WVLKW
1073 | WV-OLK | WV-OLK_12 | Little Kanawha River | WVLK | 2080 | WV-OLK-59-BW | WV-OLK-59-BW_01 | Stinson Creek | WVLKW-41
1073 | WV-OLK | WV-OLK_12 | Little Kanawha River | WVLK | 2081 | WV-OLK-59 | WV-OLK-59_01 | West Fork/Little Kanawha River | WVLKW
1073 | WV-OLK | WV-OLK_12 | Little Kanawha River | WVLK | 2082 | WV-OLK | WV-OLK_11 | Little Kanawha River | WVLK
1073 | WV-OLK | WV-OLK_12 | Little Kanawha River | WVLK | 2083 | WV-OLK-65 | WV-OLK-65_01 | Two Run | WVLK-36
1073 | WV-OLK | WV-OLK_12 | Little Kanawha River | WVLK | 2084 | WV-OLK | WV-OLK_11 | Little Kanawha River | WVLK
1073 | WV-OLK | WV-OLK_12 | Little Kanawha River | WVLK | 2085 | WV-OLK-66 | WV-OLK-66_01 | Rock Run | WVLK-37
1073 | WV-OLK | WV-OLK_12 | Little Kanawha River | WVLK | 2086 | WV-OLK | WV-OLK_11 | Little Kanawha River | WVLK
1073 | WV-OLK | WV-OLK_12 | Little Kanawha River | WVLK | 2087 | WV-OLK-69 | WV-OLK-69_02 | Straight Creek | WVLK-39
1073 | WV-OLK | WV-OLK_12 | Little Kanawha River | WVLK | 2088 | WV-OLK-69-J | WV-OLK-69-J_01 | Left Fork/Straight Creek | WVLK-39-A
1073 | WV-OLK | WV-OLK_12 | Little Kanawha River | WVLK | 2089 | WV-OLK-69 | WV-OLK-69_01 | Straight Creek | WVLK-39
1073 | WV-OLK | WV-OLK_12 | Little Kanawha River | WVLK | 2090 | WV-OLK | WV-OLK_11 | Little Kanawha River | WVLK
1073 | WV-OLK | WV-OLK_12 | Little Kanawha River | WVLK | 2091 | WV-OLK-72 | WV-OLK-72_02 | Leading Creek | WVLK-40
1073 | WV-OLK | WV-OLK_12 | Little Kanawha River | WVLK | 2092 | WV-OLK-72-E | WV-OLK-72-E_01 | Bell Run | WVLK-40-B
1073 | WV-OLK | WV-OLK_12 | Little Kanawha River | WVLK | 2093 | WV-OLK-72 | WV-OLK-72_02 | Leading Creek | WVLK-40
1073 | WV-OLK | WV-OLK_12 | Little Kanawha River | WVLK | 2094 | WV-OLK-72 | WV-OLK-72_02 | Leading Creek | WVLK-40
1073 | WV-OLK | WV-OLK_12 | Little Kanawha River | WVLK | 2095 | WV-OLK-72-M | WV-OLK-72-M_01 | Cole Run | WVLK-40-F
1073 | WV-OLK | WV-OLK_12 | Little Kanawha River | WVLK | 2096 | WV-OLK-72 | WV-OLK-72_01 | Leading Creek | WVLK-40
1073 | WV-OLK | WV-OLK_12 | Little Kanawha River | WVLK | 2097 | WV-OLK | WV-OLK_11 | Little Kanawha River | WVLK
1073 | WV-OLK | WV-OLK_12 | Little Kanawha River | WVLK | 2098 | WV-OLK-76 | WV-OLK-76_01 | Annamoriah Run | WVLK-42
1073 | WV-OLK | WV-OLK_12 | Little Kanawha River | WVLK | 2099 | WV-OLK | WV-OLK_11 | Little Kanawha River | WVLK
1073 | WV-OLK | WV-OLK_12 | Little Kanawha River | WVLK | 2100 | WV-OLK-79 | WV-OLK-79_02 | Yellow Creek | WVLK-45
1073 | WV-OLK | WV-OLK_12 | Little Kanawha River | WVLK | 2101 | WV-OLK-79 | WV-OLK-79_01 | Yellow Creek | WVLK-45
1073 | WV-OLK | WV-OLK_12 | Little Kanawha River | WVLK | 2102 | WV-OLK-79-S | WV-OLK-79-S_01 | Back Fork | WVLK-45-L
1073 | WV-OLK | WV-OLK_12 | Little Kanawha River | WVLK | 2103 | WV-OLK-79-S-3 | WV-OLK-79-S-3_01 | UNT/Back Fork RM 0.71 | WVLK-45-L-3
1073 | WV-OLK | WV-OLK_12 | Little Kanawha River | WVLK | 2104 | WV-OLK-79-S | WV-OLK-79-S_01 | Back Fork | WVLK-45-L
1073 | WV-OLK | WV-OLK_12 | Little Kanawha River | WVLK | 2105 | WV-OLK-79 | WV-OLK-79_01 | Yellow Creek | WVLK-45
1073 | WV-OLK | WV-OLK_12 | Little Kanawha River | WVLK | 2106 | WV-OLK | WV-OLK_11 | Little Kanawha River | WVLK
1073 | WV-OLK | WV-OLK_12 | Little Kanawha River | WVLK | 2107 | WV-OLK-81 | WV-OLK-81_01 | Big Root Run | WVLK-46
1073 | WV-OLK | WV-OLK_12 | Little Kanawha River | WVLK | 2108 | WV-OLK | WV-OLK_11 | Little Kanawha River | WVLK
1073 | WV-OLK | WV-OLK_12 | Little Kanawha River | WVLK | 2109 | WV-OLK-85 | WV-OLK-85_01 | Bee Run | WVLK-49
1073 | WV-OLK | WV-OLK_12 | Little Kanawha River | WVLK | 2110 | WV-OLK | WV-OLK_11 | Little Kanawha River | WVLK
1073 | WV-OLK | WV-OLK_12 | Little Kanawha River | WVLK | 2111 | WV-OLK-92 | WV-OLK-92_01 | Pine Creek | WVLK-53
1073 | WV-OLK | WV-OLK_12 | Little Kanawha River | WVLK | 2112 | WV-OLK-92-L | WV-OLK-92-L_01 | Right Fork/Pine Creek | WVLK-53-B
1073 | WV-OLK | WV-OLK_12 | Little Kanawha River | WVLK | 2113 | WV-OLK-92 | WV-OLK-92_01 | Pine Creek | WVLK-53
1073 | WV-OLK | WV-OLK_12 | Little Kanawha River | WVLK | 2114 | WV-OLK | WV-OLK_11 | Little Kanawha River | WVLK
1073 | WV-OLK | WV-OLK_12 | Little Kanawha River | WVLK | 2115 | WV-OLK-98 | WV-OLK-98_01 | Philip Run | WVLK-56
1073 | WV-OLK | WV-OLK_12 | Little Kanawha River | WVLK | 2116 | WV-OLK | WV-OLK_11 | Little Kanawha River | WVLK
1073 | WV-OLK | WV-OLK_12 | Little Kanawha River | WVLK | 2117 | WV-OLK-100 | WV-OLK-100_01 | Bull River | WVLK-57
1073 | WV-OLK | WV-OLK_12 | Little Kanawha River | WVLK | 2118 | WV-OLK | WV-OLK_11 | Little Kanawha River | WVLK
1073 | WV-OLK | WV-OLK_12 | Little Kanawha River | WVLK | 3001 | WV-OLK-109 | WV-OLK-109_07 | Steer Creek | WVLKS
1073 | WV-OLK | WV-OLK_12 | Little Kanawha River | WVLK | 3002 | WV-OLK-109-A | WV-OLK-109-A_02 | Sycamore Creek | WVLKS-1
1073 | WV-OLK | WV-OLK_12 | Little Kanawha River | WVLK | 3003 | WV-OLK-109-A-4 | WV-OLK-109-A-4_01 | Left Fork/Sycamore Creek | WVLKS-1-D
1073 | WV-OLK | WV-OLK_12 | Little Kanawha River | WVLK | 3004 | WV-OLK-109-A | WV-OLK-109-A_01 | Sycamore Creek | WVLKS-1
1073 | WV-OLK | WV-OLK_12 | Little Kanawha River | WVLK | 3005 | WV-OLK-109-A | WV-OLK-109-A_01 | Sycamore Creek | WVLKS-1
1073 | WV-OLK | WV-OLK_12 | Little Kanawha River | WVLK | 3006 | WV-OLK-109 | WV-OLK-109_07 | Steer Creek | WVLKS
1073 | WV-OLK | WV-OLK_12 | Little Kanawha River | WVLK | 3007 | WV-OLK-109-D | WV-OLK-109-D_01 | Laurel Run | WVLKS-3
1073 | WV-OLK | WV-OLK_12 | Little Kanawha River | WVLK | 3008 | WV-OLK-109 | WV-OLK-109_07 | Steer Creek | WVLKS
1073 | WV-OLK | WV-OLK_12 | Little Kanawha River | WVLK | 3009 | WV-OLK-109-F | WV-OLK-109-F_01 | Rush Run | WVLKS-4
1073 | WV-OLK | WV-OLK_12 | Little Kanawha River | WVLK | 3010 | WV-OLK-109 | WV-OLK-109_07 | Steer Creek | WVLKS
1073 | WV-OLK | WV-OLK_12 | Little Kanawha River | WVLK | 3011 | WV-OLK-109-P | WV-OLK-109-P_03 | Bear Fork | WVLKS-8
1073 | WV-OLK | WV-OLK_12 | Little Kanawha River | WVLK | 3012 | WV-OLK-109-P-1 | WV-OLK-109-P-1_01 | Little Bear Fork | WVLKS-8-A
1073 | WV-OLK | WV-OLK_12 | Little Kanawha River | WVLK | 3013 | WV-OLK-109-P | WV-OLK-109-P_03 | Bear Fork | WVLKS-8
1073 | WV-OLK | WV-OLK_12 | Little Kanawha River | WVLK | 3014 | WV-OLK-109-P-8 | WV-OLK-109-P-8_01 | Trace Fork | WVLKS-8-E
1073 | WV-OLK | WV-OLK_12 | Little Kanawha River | WVLK | 3015 | WV-OLK-109-P | WV-OLK-109-P_01 | Bear Fork | WVLKS-8
1073 | WV-OLK | WV-OLK_12 | Little Kanawha River | WVLK | 3016 | WV-OLK-109-P-10 | WV-OLK-109-P-10_01 | Standingstone Run | WVLKS-8-F
1073 | WV-OLK | WV-OLK_12 | Little Kanawha River | WVLK | 3017 | WV-OLK-109-P | WV-OLK-109-P_01 | Bear Fork | WVLKS-8
1073 | WV-OLK | WV-OLK_12 | Little Kanawha River | WVLK | 3018 | WV-OLK-109 | WV-OLK-109_07 | Steer Creek | WVLKS
1073 | WV-OLK | WV-OLK_12 | Little Kanawha River | WVLK | 3019 | WV-OLK-109-Q | WV-OLK-109-Q_06 | Right Fork/Steer Creek | WVLKS-9
1073 | WV-OLK | WV-OLK_12 | Little Kanawha River | WVLK | 3020 | WV-OLK-109-Q-7 | WV-OLK-109-Q-7_02 | Crooked Fork | WVLKS-9-B
1073 | WV-OLK | WV-OLK_12 | Little Kanawha River | WVLK | 3021 | WV-OLK-109-Q-7-I | WV-OLK-109-Q-7-I_01 | Cub Run | WVLKS-9-B-5
1073 | WV-OLK | WV-OLK_12 | Little Kanawha River | WVLK | 3022 | WV-OLK-109-Q-7 | WV-OLK-109-Q-7_01 | Crooked Fork | WVLKS-9-B
1073 | WV-OLK | WV-OLK_12 | Little Kanawha River | WVLK | 3023 | WV-OLK-109-Q | WV-OLK-109-Q_05 | Right Fork/Steer Creek | WVLKS-9
1073 | WV-OLK | WV-OLK_12 | Little Kanawha River | WVLK | 3024 | WV-OLK-109-Q-11 | WV-OLK-109-Q-11_01 | Tanner Fork | WVLKS-9-D
1073 | WV-OLK | WV-OLK_12 | Little Kanawha River | WVLK | 3025 | WV-OLK-109-Q | WV-OLK-109-Q_05 | Right Fork/Steer Creek | WVLKS-9
1073 | WV-OLK | WV-OLK_12 | Little Kanawha River | WVLK | 3026 | WV-OLK-109-Q-17 | WV-OLK-109-Q-17_03 | O'Brien Fork | WVLKS-9-G
1073 | WV-OLK | WV-OLK_12 | Little Kanawha River | WVLK | 3027 | WV-OLK-109-Q-17-G | WV-OLK-109-Q-17-G_01 | Triplett Fork | WVLKS-9-G-2
1073 | WV-OLK | WV-OLK_12 | Little Kanawha River | WVLK | 3028 | WV-OLK-109-Q-17 | WV-OLK-109-Q-17_02 | O'Brien Fork | WVLKS-9-G
1073 | WV-OLK | WV-OLK_12 | Little Kanawha River | WVLK | 3029 | WV-OLK-109-Q-17-M | WV-OLK-109-Q-17-M_01 | Plantation Fork | WVLKS-9-G-3
1073 | WV-OLK | WV-OLK_12 | Little Kanawha River | WVLK | 3030 | WV-OLK-109-Q-17 | WV-OLK-109-Q-17_01 | O'Brien Fork | WVLKS-9-G
1073 | WV-OLK | WV-OLK_12 | Little Kanawha River | WVLK | 3031 | WV-OLK-109-Q | WV-OLK-109-Q_04 | Right Fork/Steer Creek | WVLKS-9
1073 | WV-OLK | WV-OLK_12 | Little Kanawha River | WVLK | 3032 | WV-OLK-109-Q-20 | WV-OLK-109-Q-20_01 | Mill Fork | WVLKS-9-H
1073 | WV-OLK | WV-OLK_12 | Little Kanawha River | WVLK | 3033 | WV-OLK-109-Q | WV-OLK-109-Q_04 | Right Fork/Steer Creek | WVLKS-9
1073 | WV-OLK | WV-OLK_12 | Little Kanawha River | WVLK | 3034 | WV-OLK-109-Q-24 | WV-OLK-109-Q-24_01 | Lower Sleith Fork | WVLKS-9-I
1073 | WV-OLK | WV-OLK_12 | Little Kanawha River | WVLK | 3035 | WV-OLK-109-Q-24-C | WV-OLK-109-Q-24-C_01 | Pigeonroost Fork | WVLKS-9-I-1
1073 | WV-OLK | WV-OLK_12 | Little Kanawha River | WVLK | 3036 | WV-OLK-109-Q-24 | WV-OLK-109-Q-24_01 | Lower Sleith Fork | WVLKS-9-I
1073 | WV-OLK | WV-OLK_12 | Little Kanawha River | WVLK | 3037 | WV-OLK-109-Q-24-F | WV-OLK-109-Q-24-F_01 | Cowskin Fork | WVLKS-9-I-3
1073 | WV-OLK | WV-OLK_12 | Little Kanawha River | WVLK | 3038 | WV-OLK-109-Q-24 | WV-OLK-109-Q-24_01 | Lower Sleith Fork | WVLKS-9-I
1073 | WV-OLK | WV-OLK_12 | Little Kanawha River | WVLK | 3039 | WV-OLK-109-Q | WV-OLK-109-Q_03 | Right Fork/Steer Creek | WVLKS-9
1073 | WV-OLK | WV-OLK_12 | Little Kanawha River | WVLK | 3040 | WV-OLK-109-Q-30 | WV-OLK-109-Q-30_01 | Upper Sleith Fork | WVLKS-9-M
1073 | WV-OLK | WV-OLK_12 | Little Kanawha River | WVLK | 3041 | WV-OLK-109-Q | WV-OLK-109-Q_02 | Right Fork/Steer Creek | WVLKS-9
1073 | WV-OLK | WV-OLK_12 | Little Kanawha River | WVLK | 3042 | WV-OLK-109-Q-33 | WV-OLK-109-Q-33_01 | Dry Fork | WVLKS-9-N
1073 | WV-OLK | WV-OLK_12 | Little Kanawha River | WVLK | 3043 | WV-OLK-109-Q | WV-OLK-109-Q_02 | Right Fork/Steer Creek | WVLKS-9
1073 | WV-OLK | WV-OLK_12 | Little Kanawha River | WVLK | 3044 | WV-OLK-109-Q-37 | WV-OLK-109-Q-37_01 | Joes Fork | WVLKS-9-P
1073 | WV-OLK | WV-OLK_12 | Little Kanawha River | WVLK | 3045 | WV-OLK-109-Q-38 | WV-OLK-109-Q-38_01 | Plantation Fork | WVLKS-9-Q
1073 | WV-OLK | WV-OLK_12 | Little Kanawha River | WVLK | 3046 | WV-OLK-109-R | WV-OLK-109-R_04 | Left Fork/Steer Creek | WVLKS-10
1073 | WV-OLK | WV-OLK_12 | Little Kanawha River | WVLK | 3047 | WV-OLK-109-R-3 | WV-OLK-109-R-3_01 | Owen Run | WVLKS-10-B
1073 | WV-OLK | WV-OLK_12 | Little Kanawha River | WVLK | 3048 | WV-OLK-109-R | WV-OLK-109-R_04 | Left Fork/Steer Creek | WVLKS-10
1073 | WV-OLK | WV-OLK_12 | Little Kanawha River | WVLK | 3049 | WV-OLK-109-R-6 | WV-OLK-109-R-6_01 | White Oak Run | WVLKS-10-D
1073 | WV-OLK | WV-OLK_12 | Little Kanawha River | WVLK | 3050 | WV-OLK-109-R | WV-OLK-109-R_04 | Left Fork/Steer Creek | WVLKS-10
1073 | WV-OLK | WV-OLK_12 | Little Kanawha River | WVLK | 3051 | WV-OLK-109-R-7 | WV-OLK-109-R-7_01 | Steer Run | WVLKS-10-E
1073 | WV-OLK | WV-OLK_12 | Little Kanawha River | WVLK | 3052 | WV-OLK-109-R-7-E | WV-OLK-109-R-7-E_01 | Lick Fork | WVLKS-10-E-3
1073 | WV-OLK | WV-OLK_12 | Little Kanawha River | WVLK | 3053 | WV-OLK-109-R-7 | WV-OLK-109-R-7_01 | Steer Run | WVLKS-10-E
1073 | WV-OLK | WV-OLK_12 | Little Kanawha River | WVLK | 3054 | WV-OLK-109-R | WV-OLK-109-R_04 | Left Fork/Steer Creek | WVLKS-10
1073 | WV-OLK | WV-OLK_12 | Little Kanawha River | WVLK | 3055 | WV-OLK-109-R-12 | WV-OLK-109-R-12_01 | Poplarlick Run | WVLKS-10-I
1073 | WV-OLK | WV-OLK_12 | Little Kanawha River | WVLK | 3056 | WV-OLK-109-R | WV-OLK-109-R_03 | Left Fork/Steer Creek | WVLKS-10
1073 | WV-OLK | WV-OLK_12 | Little Kanawha River | WVLK | 3057 | WV-OLK-109-R | WV-OLK-109-R_03 | Left Fork/Steer Creek | WVLKS-10
1073 | WV-OLK | WV-OLK_12 | Little Kanawha River | WVLK | 3058 | WV-OLK-109-R-21 | WV-OLK-109-R-21_01 | Bender Run | WVLKS-10-P
1073 | WV-OLK | WV-OLK_12 | Little Kanawha River | WVLK | 3059 | WV-OLK-109-R | WV-OLK-109-R_02 | Left Fork/Steer Creek | WVLKS-10
1073 | WV-OLK | WV-OLK_12 | Little Kanawha River | WVLK | 3060 | WV-OLK-109-R | WV-OLK-109-R_02 | Left Fork/Steer Creek | WVLKS-10
1073 | WV-OLK | WV-OLK_12 | Little Kanawha River | WVLK | 3061 | WV-OLK-109-R-36 | WV-OLK-109-R-36_01 | Grasslick Run | WVLKS-10-U
1073 | WV-OLK | WV-OLK_12 | Little Kanawha River | WVLK | 3062 | WV-OLK-109-R | WV-OLK-109-R_01 | Left Fork/Steer Creek | WVLKS-10
1073 | WV-OLK | WV-OLK_12 | Little Kanawha River | WVLK | 3063 | WV-OLK | WV-OLK_10 | Little Kanawha River | WVLK
1073 | WV-OLK | WV-OLK_12 | Little Kanawha River | WVLK | 3064 | WV-OLK-117 | WV-OLK-117_02 | Laurel Creek | WVLK-61
1073 | WV-OLK | WV-OLK_12 | Little Kanawha River | WVLK | 3065 | WV-OLK-117-D | WV-OLK-117-D_01 | Big Run | WVLK-61-B
1073 | WV-OLK | WV-OLK_12 | Little Kanawha River | WVLK | 3066 | WV-OLK-117 | WV-OLK-117_02 | Laurel Creek | WVLK-61
1073 | WV-OLK | WV-OLK_12 | Little Kanawha River | WVLK | 3067 | WV-OLK-117-I | WV-OLK-117-I_01 | Road Fork | WVLK-61-E
1073 | WV-OLK | WV-OLK_12 | Little Kanawha River | WVLK | 3068 | WV-OLK-117 | WV-OLK-117_01 | Laurel Creek | WVLK-61
1073 | WV-OLK | WV-OLK_12 | Little Kanawha River | WVLK | 3069 | WV-OLK | WV-OLK_10 | Little Kanawha River | WVLK
1073 | WV-OLK | WV-OLK_12 | Little Kanawha River | WVLK | 3070 | WV-OLK-126 | WV-OLK-126_01 | Lower Run | WVLK-64
1073 | WV-OLK | WV-OLK_12 | Little Kanawha River | WVLK | 3071 | WV-OLK | WV-OLK_10 | Little Kanawha River | WVLK
1073 | WV-OLK | WV-OLK_12 | Little Kanawha River | WVLK | 3072 | WV-OLK-132 | WV-OLK-132_01 | Middle Run | WVLK-65
1073 | WV-OLK | WV-OLK_12 | Little Kanawha River | WVLK | 3073 | WV-OLK | WV-OLK_10 | Little Kanawha River | WVLK
1073 | WV-OLK | WV-OLK_12 | Little Kanawha River | WVLK | 3074 | WV-OLK-134 | WV-OLK-134_04 | Tanner Creek | WVLK-66
1073 | WV-OLK | WV-OLK_12 | Little Kanawha River | WVLK | 3075 | WV-OLK-134-G | WV-OLK-134-G_01 | Trace Fork | WVLK-66-A
1073 | WV-OLK | WV-OLK_12 | Little Kanawha River | WVLK | 3076 | WV-OLK-134-G-7 | WV-OLK-134-G-7_01 | UNT/Trace Fork RM 2.38
1073 | WV-OLK | WV-OLK_12 | Little Kanawha River | WVLK | 3077 | WV-OLK-134-G | WV-OLK-134-G_01 | Trace Fork | WVLK-66-A
1073 | WV-OLK | WV-OLK_12 | Little Kanawha River | WVLK | 3078 | WV-OLK-134 | WV-OLK-134_04 | Tanner Creek | WVLK-66
1073 | WV-OLK | WV-OLK_12 | Little Kanawha River | WVLK | 3079 | WV-OLK-134-I | WV-OLK-134-I_01 | Laurel Fork | WVLK-66-C
1073 | WV-OLK | WV-OLK_12 | Little Kanawha River | WVLK | 3080 | WV-OLK-134 | WV-OLK-134_03 | Tanner Creek | WVLK-66
1073 | WV-OLK | WV-OLK_12 | Little Kanawha River | WVLK | 3081 | WV-OLK-134-Q | WV-OLK-134-Q_01 | Bull Fork | WVLK-66-E
1073 | WV-OLK | WV-OLK_12 | Little Kanawha River | WVLK | 3082 | WV-OLK-134 | WV-OLK-134_02 | Tanner Creek | WVLK-66
1073 | WV-OLK | WV-OLK_12 | Little Kanawha River | WVLK | 3083 | WV-OLK-134-V | WV-OLK-134-V_01 | Ellis Fork | WVLK-66-G
1073 | WV-OLK | WV-OLK_12 | Little Kanawha River | WVLK | 3084 | WV-OLK-134 | WV-OLK-134_01 | Tanner Creek | WVLK-66
1073 | WV-OLK | WV-OLK_12 | Little Kanawha River | WVLK | 3085 | WV-OLK-134 | WV-OLK-134_01 | Tanner Creek | WVLK-66
1073 | WV-OLK | WV-OLK_12 | Little Kanawha River | WVLK | 3086 | WV-OLK | WV-OLK_10 | Little Kanawha River | WVLK
1073 | WV-OLK | WV-OLK_12 | Little Kanawha River | WVLK | 3087 | WV-OLK-137 | WV-OLK-137_01 | Job Run | WVLK-68
1073 | WV-OLK | WV-OLK_12 | Little Kanawha River | WVLK | 3088 | WV-OLK | WV-OLK_10 | Little Kanawha River | WVLK
1073 | WV-OLK | WV-OLK_12 | Little Kanawha River | WVLK | 3089 | WV-OLK-138 | WV-OLK-138_02 | Grass Run | WVLK-69
1073 | WV-OLK | WV-OLK_12 | Little Kanawha River | WVLK | 3090 | WV-OLK-138-E | WV-OLK-138-E_01 | Road Run | WVLK-69-C
1073 | WV-OLK | WV-OLK_12 | Little Kanawha River | WVLK | 3091 | WV-OLK-138 | WV-OLK-138_01 | Grass Run | WVLK-69
1073 | WV-OLK | WV-OLK_12 | Little Kanawha River | WVLK | 3092 | WV-OLK | WV-OLK_10 | Little Kanawha River | WVLK
1073 | WV-OLK | WV-OLK_12 | Little Kanawha River | WVLK | 3093 | WV-OLK-142 | WV-OLK-142_05 | Cedar Creek | WVLK-72
1073 | WV-OLK | WV-OLK_12 | Little Kanawha River | WVLK | 3094 | WV-OLK-142-C | WV-OLK-142-C_01 | Paddy Run | WVLK-72-A
1073 | WV-OLK | WV-OLK_12 | Little Kanawha River | WVLK | 3095 | WV-OLK-142 | WV-OLK-142_05 | Cedar Creek | WVLK-72
1073 | WV-OLK | WV-OLK_12 | Little Kanawha River | WVLK | 3096 | WV-OLK-142-G | WV-OLK-142-G_01 | Grandcamp Run | WVLK-72-B
1073 | WV-OLK | WV-OLK_12 | Little Kanawha River | WVLK | 3097 | WV-OLK-142 | WV-OLK-142_05 | Cedar Creek | WVLK-72
1073 | WV-OLK | WV-OLK_12 | Little Kanawha River | WVLK | 3098 | WV-OLK-142-L | WV-OLK-142-L_01 | Spruce Run | WVLK-72-D
1073 | WV-OLK | WV-OLK_12 | Little Kanawha River | WVLK | 3099 | WV-OLK-142 | WV-OLK-142_05 | Cedar Creek | WVLK-72
1073 | WV-OLK | WV-OLK_12 | Little Kanawha River | WVLK | 3100 | WV-OLK-142-P | WV-OLK-142-P_01 | Upper Two Run | WVLK-72-E
1073 | WV-OLK | WV-OLK_12 | Little Kanawha River | WVLK | 3101 | WV-OLK-142-P-1 | WV-OLK-142-P-1_01 | Sugarcamp Run | WVLK-72-E-1
1073 | WV-OLK | WV-OLK_12 | Little Kanawha River | WVLK | 3102 | WV-OLK-142-P | WV-OLK-142-P_01 | Upper Two Run | WVLK-72-E
1073 | WV-OLK | WV-OLK_12 | Little Kanawha River | WVLK | 3103 | WV-OLK-142-P-2 | WV-OLK-142-P-2_01 | Long Lick Run | WVLK-72-E-2
1073 | WV-OLK | WV-OLK_12 | Little Kanawha River | WVLK | 3104 | WV-OLK-142-P | WV-OLK-142-P_01 | Upper Two Run | WVLK-72-E
1073 | WV-OLK | WV-OLK_12 | Little Kanawha River | WVLK | 3105 | WV-OLK-142 | WV-OLK-142_04 | Cedar Creek | WVLK-72
1073 | WV-OLK | WV-OLK_12 | Little Kanawha River | WVLK | 3106 | WV-OLK-142-R | WV-OLK-142-R_01 | Little Bull Run | WVLK-72-G
1073 | WV-OLK | WV-OLK_12 | Little Kanawha River | WVLK | 3107 | WV-OLK-142 | WV-OLK-142_04 | Cedar Creek | WVLK-72
1073 | WV-OLK | WV-OLK_12 | Little Kanawha River | WVLK | 3108 | WV-OLK-142-Y | WV-OLK-142-Y_01 | Lower Level Run | WVLK-72-I
1073 | WV-OLK | WV-OLK_12 | Little Kanawha River | WVLK | 3109 | WV-OLK-142 | WV-OLK-142_04 | Cedar Creek | WVLK-72
1073 | WV-OLK | WV-OLK_12 | Little Kanawha River | WVLK | 3110 | WV-OLK-142-AC | WV-OLK-142-AC_01 | Bull Run | WVLK-72-L
1073 | WV-OLK | WV-OLK_12 | Little Kanawha River | WVLK | 3111 | WV-OLK-142 | WV-OLK-142_03 | Cedar Creek | WVLK-72
1073 | WV-OLK | WV-OLK_12 | Little Kanawha River | WVLK | 3112 | WV-OLK-142-AD | WV-OLK-142-AD_01 | Butchers Run | WVLK-72-M
1073 | WV-OLK | WV-OLK_12 | Little Kanawha River | WVLK | 3113 | WV-OLK-142 | WV-OLK-142_03 | Cedar Creek | WVLK-72
1073 | WV-OLK | WV-OLK_12 | Little Kanawha River | WVLK | 3114 | WV-OLK-142 | WV-OLK-142_03 | Cedar Creek | WVLK-72
1073 | WV-OLK | WV-OLK_12 | Little Kanawha River | WVLK | 3115 | WV-OLK-142-AJ | WV-OLK-142-AJ_01 | Trace Run | WVLK-72-P
1073 | WV-OLK | WV-OLK_12 | Little Kanawha River | WVLK | 3116 | WV-OLK-142 | WV-OLK-142_03 | Cedar Creek | WVLK-72
1073 | WV-OLK | WV-OLK_12 | Little Kanawha River | WVLK | 3117 | WV-OLK-142-AQ | WV-OLK-142-AQ_01 | Slabcamp Run | WVLK-72-R
1073 | WV-OLK | WV-OLK_12 | Little Kanawha River | WVLK | 3118 | WV-OLK-142 | WV-OLK-142_03 | Cedar Creek | WVLK-72
1073 | WV-OLK | WV-OLK_12 | Little Kanawha River | WVLK | 3119 | WV-OLK-142-AR | WV-OLK-142-AR_01 | Right Fork/Cedar Creek | WVLK-72-S
1073 | WV-OLK | WV-OLK_12 | Little Kanawha River | WVLK | 3120 | WV-OLK-142-AS | WV-OLK-142-AS_01 | Perkins Fork | WVLK-72-T
1073 | WV-OLK | WV-OLK_12 | Little Kanawha River | WVLK | 3121 | WV-OLK-142-AS-1 | WV-OLK-142-AS-1_01 | Shaver Fork | WVLK-72-T-1
1073 | WV-OLK | WV-OLK_12 | Little Kanawha River | WVLK | 3122 | WV-OLK-142-AS | WV-OLK-142-AS_01 | Perkins Fork | WVLK-72-T
1073 | WV-OLK | WV-OLK_12 | Little Kanawha River | WVLK | 3123 | WV-OLK-142-AS-6 | WV-OLK-142-AS-6_01 | Moss Run | WVLK-72-T-3
1073 | WV-OLK | WV-OLK_12 | Little Kanawha River | WVLK | 3124 | WV-OLK-142-AS | WV-OLK-142-AS_01 | Perkins Fork | WVLK-72-T
1073 | WV-OLK | WV-OLK_12 | Little Kanawha River | WVLK | 3125 | WV-OLK-142 | WV-OLK-142_01 | Cedar Creek | WVLK-72
1073 | WV-OLK | WV-OLK_12 | Little Kanawha River | WVLK | 3126 | WV-OLK-142-AT | WV-OLK-142-AT_01 | Marsh Run | WVLK-72-T.5
1073 | WV-OLK | WV-OLK_12 | Little Kanawha River | WVLK | 3127 | WV-OLK-142 | WV-OLK-142_01 | Cedar Creek | WVLK-72
1073 | WV-OLK | WV-OLK_12 | Little Kanawha River | WVLK | 3128 | WV-OLK-142-AX | WV-OLK-142-AX_01 | Westfall Fork | WVLK-72-V
1073 | WV-OLK | WV-OLK_12 | Little Kanawha River | WVLK | 3129 | WV-OLK-142 | WV-OLK-142_01 | Cedar Creek | WVLK-72
1073 | WV-OLK | WV-OLK_12 | Little Kanawha River | WVLK | 3130 | WV-OLK | WV-OLK_10 | Little Kanawha River | WVLK
1073 | WV-OLK | WV-OLK_12 | Little Kanawha River | WVLK | 3131 | WV-OLK-146 | WV-OLK-146_01 | Sinking Creek | WVLK-74
1073 | WV-OLK | WV-OLK_12 | Little Kanawha River | WVLK | 3132 | WV-OLK-146 | WV-OLK-146_01 | Sinking Creek | WVLK-74
1073 | WV-OLK | WV-OLK_12 | Little Kanawha River | WVLK | 3133 | WV-OLK | WV-OLK_10 | Little Kanawha River | WVLK
1073 | WV-OLK | WV-OLK_12 | Little Kanawha River | WVLK | 4001 | WV-OLK-149 | WV-OLK-149_07 | Leading Creek | WVLK-75
1073 | WV-OLK | WV-OLK_12 | Little Kanawha River | WVLK | 4002 | WV-OLK-149-A | WV-OLK-149-A_01 | Big Run | WVLK-75-A
1073 | WV-OLK | WV-OLK_12 | Little Kanawha River | WVLK | 4003 | WV-OLK-149 | WV-OLK-149_07 | Leading Creek | WVLK-75
1073 | WV-OLK | WV-OLK_12 | Little Kanawha River | WVLK | 4004 | WV-OLK-149-J | WV-OLK-149-J_03 | Horn Creek | WVLK-75-F
1073 | WV-OLK | WV-OLK_12 | Little Kanawha River | WVLK | 4005 | WV-OLK-149-J-5 | WV-OLK-149-J-5_01 | Upper Big Run | WVLK-75-F-3
1073 | WV-OLK | WV-OLK_12 | Little Kanawha River | WVLK | 4006 | WV-OLK-149-J | WV-OLK-149-J_02 | Horn Creek | WVLK-75-F
1073 | WV-OLK | WV-OLK_12 | Little Kanawha River | WVLK | 4007 | WV-OLK-149-J-10 | WV-OLK-149-J-10_01 | Coxcamp Fork | WVLK-75-F-5
1073 | WV-OLK | WV-OLK_12 | Little Kanawha River | WVLK | 4008 | WV-OLK-149-J | WV-OLK-149-J_01 | Horn Creek | WVLK-75-F
1073 | WV-OLK | WV-OLK_12 | Little Kanawha River | WVLK | 4009 | WV-OLK-149 | WV-OLK-149_06 | Leading Creek | WVLK-75
1073 | WV-OLK | WV-OLK_12 | Little Kanawha River | WVLK | 4010 | WV-OLK-149-P | WV-OLK-149-P_01 | Ellis Run | WVLK-75-I
1073 | WV-OLK | WV-OLK_12 | Little Kanawha River | WVLK | 4011 | WV-OLK-149 | WV-OLK-149_06 | Leading Creek | WVLK-75
1073 | WV-OLK | WV-OLK_12 | Little Kanawha River | WVLK | 4012 | WV-OLK-149-W | WV-OLK-149-W_03 | Cove Creek | WVLK-75-K
1073 | WV-OLK | WV-OLK_12 | Little Kanawha River | WVLK | 4013 | WV-OLK-149-W-4 | WV-OLK-149-W-4_01 | Little Cove Creek | WVLK-75-K-2
1073 | WV-OLK | WV-OLK_12 | Little Kanawha River | WVLK | 4014 | WV-OLK-149-W | WV-OLK-149-W_03 | Cove Creek | WVLK-75-K
1073 | WV-OLK | WV-OLK_12 | Little Kanawha River | WVLK | 4015 | WV-OLK-149-W-6 | WV-OLK-149-W-6_01 | Crane Run | WVLK-75-K-4
1073 | WV-OLK | WV-OLK_12 | Little Kanawha River | WVLK | 4016 | WV-OLK-149-W | WV-OLK-149-W_03 | Cove Creek | WVLK-75-K
1073 | WV-OLK | WV-OLK_12 | Little Kanawha River | WVLK | 4017 | WV-OLK-149-W-9 | WV-OLK-149-W-9_01 | Bear Fork | WVLK-75-K-6
1073 | WV-OLK | WV-OLK_12 | Little Kanawha River | WVLK | 4018 | WV-OLK-149-W | WV-OLK-149-W_02 | Cove Creek | WVLK-75-K
1073 | WV-OLK | WV-OLK_12 | Little Kanawha River | WVLK | 4019 | WV-OLK-149-W-10 | WV-OLK-149-W-10_01 | Rush Run | WVLK-75-K-7
1073 | WV-OLK | WV-OLK_12 | Little Kanawha River | WVLK | 4020 | WV-OLK-149-W | WV-OLK-149-W_02 | Cove Creek | WVLK-75-K
1073 | WV-OLK | WV-OLK_12 | Little Kanawha River | WVLK | 4021 | WV-OLK-149-W-13 | WV-OLK-149-W-13_01 | Fallen Timber Run | WVLK-75-K-8
1073 | WV-OLK | WV-OLK_12 | Little Kanawha River | WVLK | 4022 | WV-OLK-149-W | WV-OLK-149-W_02 | Cove Creek | WVLK-75-K
1073 | WV-OLK | WV-OLK_12 | Little Kanawha River | WVLK | 4023 | WV-OLK-149-W | WV-OLK-149-W_01 | Cove Creek | WVLK-75-K
1073 | WV-OLK | WV-OLK_12 | Little Kanawha River | WVLK | 4024 | WV-OLK-149 | WV-OLK-149_05 | Leading Creek | WVLK-75
1073 | WV-OLK | WV-OLK_12 | Little Kanawha River | WVLK | 4025 | WV-OLK-149-AC | WV-OLK-149-AC_04 | Fink Creek | WVLK-75-N
1073 | WV-OLK | WV-OLK_12 | Little Kanawha River | WVLK | 4026 | WV-OLK-149-AC | WV-OLK-149-AC_04 | Fink Creek | WVLK-75-N
1073 | WV-OLK | WV-OLK_12 | Little Kanawha River | WVLK | 4027 | WV-OLK-149-AC-7 | WV-OLK-149-AC-7_01 | Walnut Fork | WVLK-75-N-1
1073 | WV-OLK | WV-OLK_12 | Little Kanawha River | WVLK | 4028 | WV-OLK-149-AC | WV-OLK-149-AC_03 | Fink Creek | WVLK-75-N
1073 | WV-OLK | WV-OLK_12 | Little Kanawha River | WVLK | 4029 | WV-OLK-149-AC-13 | WV-OLK-149-AC-13_01 | Straight Run | WVLK-75-N-3
1073 | WV-OLK | WV-OLK_12 | Little Kanawha River | WVLK | 4030 | WV-OLK-149-AC | WV-OLK-149-AC_03 | Fink Creek | WVLK-75-N
1073 | WV-OLK | WV-OLK_12 | Little Kanawha River | WVLK | 4031 | WV-OLK-149-AC-19 | WV-OLK-149-AC-19_01 | Sand Fork | WVLK-75-N-5
1073 | WV-OLK | WV-OLK_12 | Little Kanawha River | WVLK | 4032 | WV-OLK-149-AC-19-D | WV-OLK-149-AC-19-D_01 | Buck Run | WVLK-75-N-5-A
1073 | WV-OLK | WV-OLK_12 | Little Kanawha River | WVLK | 4033 | WV-OLK-149-AC-19 | WV-OLK-149-AC-19_01 | Sand Fork | WVLK-75-N-5
1073 | WV-OLK | WV-OLK_12 | Little Kanawha River | WVLK | 4034 | WV-OLK-149-AC | WV-OLK-149-AC_02 | Fink Creek | WVLK-75-N
1073 | WV-OLK | WV-OLK_12 | Little Kanawha River | WVLK | 4035 | WV-OLK-149-AC-21 | WV-OLK-149-AC-21_01 | Buck Run | WVLK-75-N-5.5
1073 | WV-OLK | WV-OLK_12 | Little Kanawha River | WVLK | 4036 | WV-OLK-149-AC | WV-OLK-149-AC_02 | Fink Creek | WVLK-75-N
1073 | WV-OLK | WV-OLK_12 | Little Kanawha River | WVLK | 4037 | WV-OLK-149-AC-24 | WV-OLK-149-AC-24_01 | Dry Fork | WVLK-75-N-6
1073 | WV-OLK | WV-OLK_12 | Little Kanawha River | WVLK | 4038 | WV-OLK-149-AC | WV-OLK-149-AC_01 | Fink Creek | WVLK-75-N
1073 | WV-OLK | WV-OLK_12 | Little Kanawha River | WVLK | 4039 | WV-OLK-149-AC-28 | WV-OLK-149-AC-28_01 | Wolf Run | WVLK-75-N-6.5
1073 | WV-OLK | WV-OLK_12 | Little Kanawha River | WVLK | 4040 | WV-OLK-149-AC | WV-OLK-149-AC_01 | Fink Creek | WVLK-75-N
1073 | WV-OLK | WV-OLK_12 | Little Kanawha River | WVLK | 4041 | WV-OLK-149-AC-36 | WV-OLK-149-AC-36_01 | Isaacs Fork | WVLK-75-N-7
1073 | WV-OLK | WV-OLK_12 | Little Kanawha River | WVLK | 4042 | WV-OLK-149-AC | WV-OLK-149-AC_01 | Fink Creek | WVLK-75-N
1073 | WV-OLK | WV-OLK_12 | Little Kanawha River | WVLK | 4043 | WV-OLK-149 | WV-OLK-149_03 | Leading Creek | WVLK-75
1073 | WV-OLK | WV-OLK_12 | Little Kanawha River | WVLK | 4044 | WV-OLK-149-AE | WV-OLK-149-AE_01 | Happy Hollow | WVLK-75-N.5
1073 | WV-OLK | WV-OLK_12 | Little Kanawha River | WVLK | 4045 | WV-OLK-149 | WV-OLK-149_03 | Leading Creek | WVLK-75
1073 | WV-OLK | WV-OLK_12 | Little Kanawha River | WVLK | 4046 | WV-OLK-149-AG | WV-OLK-149-AG_01 | UNT/Leading Creek RM 19.48
1073 | WV-OLK | WV-OLK_12 | Little Kanawha River | WVLK | 4047 | WV-OLK-149 | WV-OLK-149_03 | Leading Creek | WVLK-75
1073 | WV-OLK | WV-OLK_12 | Little Kanawha River | WVLK | 4048 | WV-OLK-149-AI | WV-OLK-149-AI_01 | Sleeths Run | WVLK-75-O.5
1073 | WV-OLK | WV-OLK_12 | Little Kanawha River | WVLK | 4049 | WV-OLK-149 | WV-OLK-149_03 | Leading Creek | WVLK-75
1073 | WV-OLK | WV-OLK_12 | Little Kanawha River | WVLK | 4050 | WV-OLK-149-AM | WV-OLK-149-AM_01 | Crooked Run | WVLK-75-P
1073 | WV-OLK | WV-OLK_12 | Little Kanawha River | WVLK | 4051 | WV-OLK-149 | WV-OLK-149_03 | Leading Creek | WVLK-75
1073 | WV-OLK | WV-OLK_12 | Little Kanawha River | WVLK | 4052 | WV-OLK-149-AQ | WV-OLK-149-AQ_01 | Alum Fork | WVLK-75-Q
1073 | WV-OLK | WV-OLK_12 | Little Kanawha River | WVLK | 4053 | WV-OLK-149-AQ-4 | WV-OLK-149-AQ-4_01 | Back Fork | WVLK-75-Q-2
1073 | WV-OLK | WV-OLK_12 | Little Kanawha River | WVLK | 4054 | WV-OLK-149-AQ | WV-OLK-149-AQ_01 | Alum Fork | WVLK-75-Q
1073 | WV-OLK | WV-OLK_12 | Little Kanawha River | WVLK | 4055 | WV-OLK-149 | WV-OLK-149_01 | Leading Creek | WVLK-75
1073 | WV-OLK | WV-OLK_12 | Little Kanawha River | WVLK | 4056 | WV-OLK-149 | WV-OLK-149_01 | Leading Creek | WVLK-75
1073 | WV-OLK | WV-OLK_12 | Little Kanawha River | WVLK | 4057 | WV-OLK | WV-OLK_09 | Little Kanawha River | WVLK
1073 | WV-OLK | WV-OLK_12 | Little Kanawha River | WVLK | 4058 | WV-OLK-155 | WV-OLK-155_01 | Sycamore Run | WVLK-77
1073 | WV-OLK | WV-OLK_12 | Little Kanawha River | WVLK | 4059 | WV-OLK | WV-OLK_09 | Little Kanawha River | WVLK
1073 | WV-OLK | WV-OLK_12 | Little Kanawha River | WVLK | 4060 | WV-OLK-159 | WV-OLK-159_01 | Stewart Creek | WVLK-79
1073 | WV-OLK | WV-OLK_12 | Little Kanawha River | WVLK | 4061 | WV-OLK-159-C | WV-OLK-159-C_01 | Collins Run | WVLK-79-B
1073 | WV-OLK | WV-OLK_12 | Little Kanawha River | WVLK | 4062 | WV-OLK-159 | WV-OLK-159_01 | Stewart Creek | WVLK-79
1073 | WV-OLK | WV-OLK_12 | Little Kanawha River | WVLK | 4063 | WV-OLK | WV-OLK_09 | Little Kanawha River | WVLK
1073 | WV-OLK | WV-OLK_12 | Little Kanawha River | WVLK | 4064 | WV-OLK-163 | WV-OLK-163_01 | Duck Creek | WVLK-82
1073 | WV-OLK | WV-OLK_12 | Little Kanawha River | WVLK | 4065 | WV-OLK-163-A | WV-OLK-163-A_01 | UNT/Duck Creek RM 1.34
1073 | WV-OLK | WV-OLK_12 | Little Kanawha River | WVLK | 4066 | WV-OLK-163 | WV-OLK-163_01 | Duck Creek | WVLK-82
1073 | WV-OLK | WV-OLK_12 | Little Kanawha River | WVLK | 4067 | WV-OLK-163-C | WV-OLK-163-C_01 | UNT/Duck Creek RM 2.33 | WVLK-82-B
1073 | WV-OLK | WV-OLK_12 | Little Kanawha River | WVLK | 4068 | WV-OLK-163 | WV-OLK-163_01 | Duck Creek | WVLK-82
1073 | WV-OLK | WV-OLK_12 | Little Kanawha River | WVLK | 4069 | WV-OLK | WV-OLK_09 | Little Kanawha River | WVLK
1073 | WV-OLK | WV-OLK_12 | Little Kanawha River | WVLK | 4070 | WV-OLK-164 | WV-OLK-164_01 | Bear Run | WVLK-83
1073 | WV-OLK | WV-OLK_12 | Little Kanawha River | WVLK | 4071 | WV-OLK | WV-OLK_09 | Little Kanawha River | WVLK
1073 | WV-OLK | WV-OLK_12 | Little Kanawha River | WVLK | 4072 | WV-OLK-166 | WV-OLK-166_01 | Lynch Run | WVLK-85
1073 | WV-OLK | WV-OLK_12 | Little Kanawha River | WVLK | 4073 | WV-OLK-166-C | WV-OLK-166-C_01 | UNT/Lynch Run RM 0.91 | WVLK-85-C
1073 | WV-OLK | WV-OLK_12 | Little Kanawha River | WVLK | 4074 | WV-OLK-166 | WV-OLK-166_01 | Lynch Run | WVLK-85
1073 | WV-OLK | WV-OLK_12 | Little Kanawha River | WVLK | 4075 | WV-OLK | WV-OLK_09 | Little Kanawha River | WVLK
1073 | WV-OLK | WV-OLK_12 | Little Kanawha River | WVLK | 4076 | WV-OLK-168 | WV-OLK-168_05 | Sand Fork | WVLK-86
1073 | WV-OLK | WV-OLK_12 | Little Kanawha River | WVLK | 4077 | WV-OLK-168-C | WV-OLK-168-C_01 | Joes Run | WVLK-86-B
1073 | WV-OLK | WV-OLK_12 | Little Kanawha River | WVLK | 4078 | WV-OLK-168 | WV-OLK-168_05 | Sand Fork | WVLK-86
1073 | WV-OLK | WV-OLK_12 | Little Kanawha River | WVLK | 4079 | WV-OLK-168-E | WV-OLK-168-E_01 | Ellis Creek | WVLK-86-C
1073 | WV-OLK | WV-OLK_12 | Little Kanawha River | WVLK | 4080 | WV-OLK-168-E-4 | WV-OLK-168-E-4_01 | Jakes Run | WVLK-86-C-3
1073 | WV-OLK | WV-OLK_12 | Little Kanawha River | WVLK | 4081 | WV-OLK-168-E | WV-OLK-168-E_01 | Ellis Creek | WVLK-86-C
1073 | WV-OLK | WV-OLK_12 | Little Kanawha River | WVLK | 4082 | WV-OLK-168 | WV-OLK-168_05 | Sand Fork | WVLK-86
1073 | WV-OLK | WV-OLK_12 | Little Kanawha River | WVLK | 4083 | WV-OLK-168-H | WV-OLK-168-H_03 | Indian Fork | WVLK-86-E
1073 | WV-OLK | WV-OLK_12 | Little Kanawha River | WVLK | 4084 | WV-OLK-168-H-3 | WV-OLK-168-H-3_01 | Heaters Fork | WVLK-86-E-1
1073 | WV-OLK | WV-OLK_12 | Little Kanawha River | WVLK | 4085 | WV-OLK-168-H-3-B | WV-OLK-168-H-3-B_01 | Rocky Fork | WVLK-86-E-1-B
1073 | WV-OLK | WV-OLK_12 | Little Kanawha River | WVLK | 4086 | WV-OLK-168-H-3 | WV-OLK-168-H-3_01 | Heaters Fork | WVLK-86-E-1
1073 | WV-OLK | WV-OLK_12 | Little Kanawha River | WVLK | 4087 | WV-OLK-168-H | WV-OLK-168-H_03 | Indian Fork | WVLK-86-E
1073 | WV-OLK | WV-OLK_12 | Little Kanawha River | WVLK | 4088 | WV-OLK-168-H | WV-OLK-168-H_02 | Indian Fork | WVLK-86-E
1073 | WV-OLK | WV-OLK_12 | Little Kanawha River | WVLK | 4089 | WV-OLK-168-H-12 | WV-OLK-168-H-12_01 | Bens Run | WVLK-86-E-5
1073 | WV-OLK | WV-OLK_12 | Little Kanawha River | WVLK | 4090 | WV-OLK-168-H | WV-OLK-168-H_01 | Indian Fork | WVLK-86-E
1073 | WV-OLK | WV-OLK_12 | Little Kanawha River | WVLK | 4091 | WV-OLK-168-H-14 | WV-OLK-168-H-14_01 | Sleepcamp Run | WVLK-86-E-7
1073 | WV-OLK | WV-OLK_12 | Little Kanawha River | WVLK | 4092 | WV-OLK-168-H | WV-OLK-168-H_01 | Indian Fork | WVLK-86-E
1073 | WV-OLK | WV-OLK_12 | Little Kanawha River | WVLK | 4093 | WV-OLK-168-H-16 | WV-OLK-168-H-16_01 | Goosepen Run | WVLK-86-E-8
1073 | WV-OLK | WV-OLK_12 | Little Kanawha River | WVLK | 4094 | WV-OLK-168-H | WV-OLK-168-H_01 | Indian Fork | WVLK-86-E
1073 | WV-OLK | WV-OLK_12 | Little Kanawha River | WVLK | 4095 | WV-OLK-168 | WV-OLK-168_04 | Sand Fork | WVLK-86
1073 | WV-OLK | WV-OLK_12 | Little Kanawha River | WVLK | 4096 | WV-OLK-168-J | WV-OLK-168-J_01 | Butchers Fork | WVLK-86-G
1073 | WV-OLK | WV-OLK_12 | Little Kanawha River | WVLK | 4097 | WV-OLK-168 | WV-OLK-168_04 | Sand Fork | WVLK-86
1073 | WV-OLK | WV-OLK_12 | Little Kanawha River | WVLK | 4098 | WV-OLK-168-L | WV-OLK-168-L_01 | Old Field Fork | WVLK-86-I
1073 | WV-OLK | WV-OLK_12 | Little Kanawha River | WVLK | 4099 | WV-OLK-168 | WV-OLK-168_04 | Sand Fork | WVLK-86
1073 | WV-OLK | WV-OLK_12 | Little Kanawha River | WVLK | 4100 | WV-OLK-168-N | WV-OLK-168-N_01 | Cove Lick | WVLK-86-J
1073 | WV-OLK | WV-OLK_12 | Little Kanawha River | WVLK | 4101 | WV-OLK-168-N-4 | WV-OLK-168-N-4_01 | Laurel Run | WVLK-86-J-3
1073 | WV-OLK | WV-OLK_12 | Little Kanawha River | WVLK | 4102 | WV-OLK-168-N | WV-OLK-168-N_01 | Cove Lick | WVLK-86-J
1073 | WV-OLK | WV-OLK_12 | Little Kanawha River | WVLK | 4103 | WV-OLK-168 | WV-OLK-168_03 | Sand Fork | WVLK-86
1073 | WV-OLK | WV-OLK_12 | Little Kanawha River | WVLK | 4104 | WV-OLK-168-R | WV-OLK-168-R_01 | Rock Run | WVLK-86-K
1073 | WV-OLK | WV-OLK_12 | Little Kanawha River | WVLK | 4105 | WV-OLK-168 | WV-OLK-168_03 | Sand Fork | WVLK-86
1073 | WV-OLK | WV-OLK_12 | Little Kanawha River | WVLK | 4106 | WV-OLK-168-Z | WV-OLK-168-Z_01 | Crooked Fork | WVLK-86-M
1073 | WV-OLK | WV-OLK_12 | Little Kanawha River | WVLK | 4107 | WV-OLK-168 | WV-OLK-168_01 | Sand Fork | WVLK-86
1073 | WV-OLK | WV-OLK_12 | Little Kanawha River | WVLK | 4108 | WV-OLK | WV-OLK_08 | Little Kanawha River | WVLK
1073 | WV-OLK | WV-OLK_12 | Little Kanawha River | WVLK | 4109 | WV-OLK-171 | WV-OLK-171_01 | Duskcamp Run | WVLK-88
1073 | WV-OLK | WV-OLK_12 | Little Kanawha River | WVLK | 4110 | WV-OLK-171-A | WV-OLK-171-A_01 | Right Fork/Duskcamp Run | WVLK-88-A
1073 | WV-OLK | WV-OLK_12 | Little Kanawha River | WVLK | 4111 | WV-OLK-171-A-3 | WV-OLK-171-A-3_01 | Turkey Fork | WVLK-88-A-1
1073 | WV-OLK | WV-OLK_12 | Little Kanawha River | WVLK | 4112 | WV-OLK-171-A | WV-OLK-171-A_01 | Right Fork/Duskcamp Run | WVLK-88-A
1073 | WV-OLK | WV-OLK_12 | Little Kanawha River | WVLK | 4113 | WV-OLK-171 | WV-OLK-171_01 | Duskcamp Run | WVLK-88
1073 | WV-OLK | WV-OLK_12 | Little Kanawha River | WVLK | 4114 | WV-OLK-171-C | WV-OLK-171-C_01 | UNT/Duskcamp Run RM 1.98
1073 | WV-OLK | WV-OLK_12 | Little Kanawha River | WVLK | 4115 | WV-OLK-171 | WV-OLK-171_01 | Duskcamp Run | WVLK-88
1073 | WV-OLK | WV-OLK_12 | Little Kanawha River | WVLK | 4116 | WV-OLK-171-E | WV-OLK-171-E_01 | Toler Fork | WVLK-88-B
1073 | WV-OLK | WV-OLK_12 | Little Kanawha River | WVLK | 4117 | WV-OLK-171 | WV-OLK-171_01 | Duskcamp Run | WVLK-88
1073 | WV-OLK | WV-OLK_12 | Little Kanawha River | WVLK | 4118 | WV-OLK | WV-OLK_08 | Little Kanawha River | WVLK
1073 | WV-OLK | WV-OLK_12 | Little Kanawha River | WVLK | 4119 | WV-OLK-173 | WV-OLK-173_02 | Copen Run | WVLK-90
1073 | WV-OLK | WV-OLK_12 | Little Kanawha River | WVLK | 4120 | WV-OLK-173-A | WV-OLK-173-A_01 | Bower Run | WVLK-90-A
1073 | WV-OLK | WV-OLK_12 | Little Kanawha River | WVLK | 4121 | WV-OLK-173 | WV-OLK-173_01 | Copen Run | WVLK-90
1073 | WV-OLK | WV-OLK_12 | Little Kanawha River | WVLK | 4122 | WV-OLK-173-B | WV-OLK-173-B_01 | Bull Fork | WVLK-90-D
1073 | WV-OLK | WV-OLK_12 | Little Kanawha River | WVLK | 4123 | WV-OLK-173 | WV-OLK-173_01 | Copen Run | WVLK-90
1073 | WV-OLK | WV-OLK_12 | Little Kanawha River | WVLK | 4124 | WV-OLK-173-D | WV-OLK-173-D_01 | Wolfpen Run | WVLK-90-E
1073 | WV-OLK | WV-OLK_12 | Little Kanawha River | WVLK | 4125 | WV-OLK-173 | WV-OLK-173_01 | Copen Run | WVLK-90
1073 | WV-OLK | WV-OLK_12 | Little Kanawha River | WVLK | 4126 | WV-OLK | WV-OLK_08 | Little Kanawha River | WVLK
1073 | WV-OLK | WV-OLK_12 | Little Kanawha River | WVLK | 4127 | WV-OLK-175 | WV-OLK-175_01 | Hyers Run | WVLK-92
1073 | WV-OLK | WV-OLK_12 | Little Kanawha River | WVLK | 4128 | WV-OLK | WV-OLK_08 | Little Kanawha River | WVLK
1073 | WV-OLK | WV-OLK_12 | Little Kanawha River | WVLK | 4129 | WV-OLK-177 | WV-OLK-177_03 | Oil Creek | WVLK-94
1073 | WV-OLK | WV-OLK_12 | Little Kanawha River | WVLK | 4130 | WV-OLK-177-E | WV-OLK-177-E_02 | Clover Fork | WVLK-94-E
1073 | WV-OLK | WV-OLK_12 | Little Kanawha River | WVLK | 4131 | WV-OLK-177-E-6 | WV-OLK-177-E-6_01 | Meadow Run | WVLK-94-E-1
1073 | WV-OLK | WV-OLK_12 | Little Kanawha River | WVLK | 4132 | WV-OLK-177-E | WV-OLK-177-E_01 | Clover Fork | WVLK-94-E
1073 | WV-OLK | WV-OLK_12 | Little Kanawha River | WVLK | 4133 | WV-OLK-177 | WV-OLK-177_02 | Oil Creek | WVLK-94
1073 | WV-OLK | WV-OLK_12 | Little Kanawha River | WVLK | 4134 | WV-OLK-177-F | WV-OLK-177-F_01 | Threelick Run | WVLK-94-F
1073 | WV-OLK | WV-OLK_12 | Little Kanawha River | WVLK | 4135 | WV-OLK-177 | WV-OLK-177_02 | Oil Creek | WVLK-94
1073 | WV-OLK | WV-OLK_12 | Little Kanawha River | WVLK | 4136 | WV-OLK-177-K | WV-OLK-177-K_01 | Redlick Run | WVLK-94-I
1073 | WV-OLK | WV-OLK_12 | Little Kanawha River | WVLK | 4137 | WV-OLK-177 | WV-OLK-177_01 | Oil Creek | WVLK-94
1073 | WV-OLK | WV-OLK_12 | Little Kanawha River | WVLK | 4138 | WV-OLK | WV-OLK_08 | Little Kanawha River | WVLK
1073 | WV-OLK | WV-OLK_12 | Little Kanawha River | WVLK | 4139 | WV-OLK-178 | WV-OLK-178_04 | Saltlick Creek | WVLK-95
1073 | WV-OLK | WV-OLK_12 | Little Kanawha River | WVLK | 4140 | WV-OLK-178-E | WV-OLK-178-E_01 | Right Fork/Saltlick Creek | WVLK-95-B
1073 | WV-OLK | WV-OLK_12 | Little Kanawha River | WVLK | 4141 | WV-OLK-178 | WV-OLK-178_04 | Saltlick Creek | WVLK-95
1073 | WV-OLK | WV-OLK_12 | Little Kanawha River | WVLK | 4142 | WV-OLK-178-H | WV-OLK-178-H_01 | Burns Run | WVLK-95-D
1073 | WV-OLK | WV-OLK_12 | Little Kanawha River | WVLK | 4143 | WV-OLK-178 | WV-OLK-178_04 | Saltlick Creek | WVLK-95
1073 | WV-OLK | WV-OLK_12 | Little Kanawha River | WVLK | 4144 | WV-OLK-178-L | WV-OLK-178-L_01 | O'Brien Fork | WVLK-95-G
1073 | WV-OLK | WV-OLK_12 | Little Kanawha River | WVLK | 4145 | WV-OLK-178-L-3 | WV-OLK-178-L-3_01 | Right Fork/O'Brien Fork | WVLK-95-G-1
1073 | WV-OLK | WV-OLK_12 | Little Kanawha River | WVLK | 4146 | WV-OLK-178-L-4 | WV-OLK-178-L-4_01 | Berry Fork | WVLK-95-G-2
1073 | WV-OLK | WV-OLK_12 | Little Kanawha River | WVLK | 4147 | WV-OLK-178 | WV-OLK-178_03 | Saltlick Creek | WVLK-95
1073 | WV-OLK | WV-OLK_12 | Little Kanawha River | WVLK | 4148 | WV-OLK-178-P | WV-OLK-178-P_01 | Pickles Fork | WVLK-95-I
1073 | WV-OLK | WV-OLK_12 | Little Kanawha River | WVLK | 4149 | WV-OLK-178 | WV-OLK-178_03 | Saltlick Creek | WVLK-95
1073 | WV-OLK | WV-OLK_12 | Little Kanawha River | WVLK | 4150 | WV-OLK-178-S | WV-OLK-178-S_01 | Spruce Fork | WVLK-95-J
1073 | WV-OLK | WV-OLK_12 | Little Kanawha River | WVLK | 4151 | WV-OLK-178 | WV-OLK-178_03 | Saltlick Creek | WVLK-95
1073 | WV-OLK | WV-OLK_12 | Little Kanawha River | WVLK | 4152 | WV-OLK-178-W | WV-OLK-178-W_01 | Hughes Fork | WVLK-95-K
1073 | WV-OLK | WV-OLK_12 | Little Kanawha River | WVLK | 4153 | WV-OLK-178 | WV-OLK-178_02 | Saltlick Creek | WVLK-95
1073 | WV-OLK | WV-OLK_12 | Little Kanawha River | WVLK | 4154 | WV-OLK-178-X | WV-OLK-178-X_01 | Carpenter Fork | WVLK-95-L
1073 | WV-OLK | WV-OLK_12 | Little Kanawha River | WVLK | 4155 | WV-OLK-178 | WV-OLK-178_01 | Saltlick Creek | WVLK-95
1073 | WV-OLK | WV-OLK_12 | Little Kanawha River | WVLK | 4156 | WV-OLK | WV-OLK_07 | Little Kanawha River | WVLK
1073 | WV-OLK | WV-OLK_12 | Little Kanawha River | WVLK | 4157 | WV-OLK-183 | WV-OLK-183_01 | Williams Run | WVLK-96.5
1078 | WV-OLK-39 | WV-OLK-39_03 | Standingstone Creek | WVLK-21 | 1078 | WV-OLK-39 | WV-OLK-39_03 | Standingstone Creek | WVLK-21
1078 | WV-OLK-39 | WV-OLK-39_03 | Standingstone Creek | WVLK-21 | 1079 | WV-OLK-39-B | WV-OLK-39-B_01 | Parish Fork | WVLK-21-A
1078 | WV-OLK-39 | WV-OLK-39_03 | Standingstone Creek | WVLK-21 | 1080 | WV-OLK-39 | WV-OLK-39_03 | Standingstone Creek | WVLK-21
1078 | WV-OLK-39 | WV-OLK-39_03 | Standingstone Creek | WVLK-21 | 1081 | WV-OLK-39-D | WV-OLK-39-D_01 | Oil Rock Run | WVLK-21-B
1078 | WV-OLK-39 | WV-OLK-39_03 | Standingstone Creek | WVLK-21 | 1082 | WV-OLK-39 | WV-OLK-39_01 | Standingstone Creek | WVLK-21
1078 | WV-OLK-39 | WV-OLK-39_03 | Standingstone Creek | WVLK-21 | 1083 | WV-OLK-39-G | WV-OLK-39-G_01 | Deaver Fork | WVLK-21-D
1078 | WV-OLK-39 | WV-OLK-39_03 | Standingstone Creek | WVLK-21 | 1084 | WV-OLK-39 | WV-OLK-39_01 | Standingstone Creek | WVLK-21
1078 | WV-OLK-39 | WV-OLK-39_03 | Standingstone Creek | WVLK-21 | 1085 | WV-OLK-39-K | WV-OLK-39-K_01 | Brushy Fork | WVLK-21-G
1078 | WV-OLK-39 | WV-OLK-39_03 | Standingstone Creek | WVLK-21 | 1086 | WV-OLK-39 | WV-OLK-39_01 | Standingstone Creek | WVLK-21
1082 | WV-OLK-39 | WV-OLK-39_01 | Standingstone Creek | WVLK-21 | 1082 | WV-OLK-39 | WV-OLK-39_01 | Standingstone Creek | WVLK-21
1082 | WV-OLK-39 | WV-OLK-39_01 | Standingstone Creek | WVLK-21 | 1083 | WV-OLK-39-G | WV-OLK-39-G_01 | Deaver Fork | WVLK-21-D
1082 | WV-OLK-39 | WV-OLK-39_01 | Standingstone Creek | WVLK-21 | 1084 | WV-OLK-39 | WV-OLK-39_01 | Standingstone Creek | WVLK-21
1082 | WV-OLK-39 | WV-OLK-39_01 | Standingstone Creek | WVLK-21 | 1085 | WV-OLK-39-K | WV-OLK-39-K_01 | Brushy Fork | WVLK-21-G
1082 | WV-OLK-39 | WV-OLK-39_01 | Standingstone Creek | WVLK-21 | 1086 | WV-OLK-39 | WV-OLK-39_01 | Standingstone Creek | WVLK-21
1088 | WV-OLK-43 | WV-OLK-43_03 | Tucker Creek | WVLK-23 | 1088 | WV-OLK-43 | WV-OLK-43_03 | Tucker Creek | WVLK-23
1088 | WV-OLK-43 | WV-OLK-43_03 | Tucker Creek | WVLK-23 | 1089 | WV-OLK-43-C | WV-OLK-43-C_01 | Horse Run | WVLK-23-A
1088 | WV-OLK-43 | WV-OLK-43_03 | Tucker Creek | WVLK-23 | 1090 | WV-OLK-43 | WV-OLK-43_02 | Tucker Creek | WVLK-23
1088 | WV-OLK-43 | WV-OLK-43_03 | Tucker Creek | WVLK-23 | 1091 | WV-OLK-43-G | WV-OLK-43-G_01 | Drift Run | WVLK-23-C
1088 | WV-OLK-43 | WV-OLK-43_03 | Tucker Creek | WVLK-23 | 1092 | WV-OLK-43 | WV-OLK-43_02 | Tucker Creek | WVLK-23
1088 | WV-OLK-43 | WV-OLK-43_03 | Tucker Creek | WVLK-23 | 1093 | WV-OLK-43-H | WV-OLK-43-H_01 | Ballard Run | WVLK-23-D
1088 | WV-OLK-43 | WV-OLK-43_03 | Tucker Creek | WVLK-23 | 1094 | WV-OLK-43 | WV-OLK-43_01 | Tucker Creek | WVLK-23
1090 | WV-OLK-43 | WV-OLK-43_02 | Tucker Creek | WVLK-23 | 1090 | WV-OLK-43 | WV-OLK-43_02 | Tucker Creek | WVLK-23
1090 | WV-OLK-43 | WV-OLK-43_02 | Tucker Creek | WVLK-23 | 1091 | WV-OLK-43-G | WV-OLK-43-G_01 | Drift Run | WVLK-23-C
1090 | WV-OLK-43 | WV-OLK-43_02 | Tucker Creek | WVLK-23 | 1092 | WV-OLK-43 | WV-OLK-43_02 | Tucker Creek | WVLK-23
1090 | WV-OLK-43 | WV-OLK-43_02 | Tucker Creek | WVLK-23 | 1093 | WV-OLK-43-H | WV-OLK-43-H_01 | Ballard Run | WVLK-23-D
1090 | WV-OLK-43 | WV-OLK-43_02 | Tucker Creek | WVLK-23 | 1094 | WV-OLK-43 | WV-OLK-43_01 | Tucker Creek | WVLK-23
1098 | WV-OLK-45 | WV-OLK-45_06 | Reedy Creek | WVLK-25 | 1098 | WV-OLK-45 | WV-OLK-45_06 | Reedy Creek | WVLK-25
1098 | WV-OLK-45 | WV-OLK-45_06 | Reedy Creek | WVLK-25 | 1099 | WV-OLK-45-C | WV-OLK-45-C_03 | Right Reedy Creek | WVLK-25-B
1098 | WV-OLK-45 | WV-OLK-45_06 | Reedy Creek | WVLK-25 | 1100 | WV-OLK-45-C-1 | WV-OLK-45-C-1_01 | Lynncamp Run | WVLK-25-B-1
1098 | WV-OLK-45 | WV-OLK-45_06 | Reedy Creek | WVLK-25 | 1101 | WV-OLK-45-C-1-D | WV-OLK-45-C-1-D_01 | Buell Fork | WVLK-25-B-1-C
1098 | WV-OLK-45 | WV-OLK-45_06 | Reedy Creek | WVLK-25 | 1102 | WV-OLK-45-C-1 | WV-OLK-45-C-1_01 | Lynncamp Run | WVLK-25-B-1
1098 | WV-OLK-45 | WV-OLK-45_06 | Reedy Creek | WVLK-25 | 1103 | WV-OLK-45-C | WV-OLK-45-C_03 | Right Reedy Creek | WVLK-25-B
1098 | WV-OLK-45 | WV-OLK-45_06 | Reedy Creek | WVLK-25 | 1104 | WV-OLK-45-C-7 | WV-OLK-45-C-7_01 | Thorns Run | WVLK-25-B-4
1098 | WV-OLK-45 | WV-OLK-45_06 | Reedy Creek | WVLK-25 | 1105 | WV-OLK-45-C | WV-OLK-45-C_03 | Right Reedy Creek | WVLK-25-B
1098 | WV-OLK-45 | WV-OLK-45_06 | Reedy Creek | WVLK-25 | 1106 | WV-OLK-45-C-9 | WV-OLK-45-C-9_01 | Big Run | WVLK-25-B-6
1098 | WV-OLK-45 | WV-OLK-45_06 | Reedy Creek | WVLK-25 | 1107 | WV-OLK-45-C | WV-OLK-45-C_03 | Right Reedy Creek | WVLK-25-B
1098 | WV-OLK-45 | WV-OLK-45_06 | Reedy Creek | WVLK-25 | 1108 | WV-OLK-45-C-10 | WV-OLK-45-C-10_01 | Somerville Fork | WVLK-25-B-7
1098 | WV-OLK-45 | WV-OLK-45_06 | Reedy Creek | WVLK-25 | 1109 | WV-OLK-45-C | WV-OLK-45-C_03 | Right Reedy Creek | WVLK-25-B
1098 | WV-OLK-45 | WV-OLK-45_06 | Reedy Creek | WVLK-25 | 1110 | WV-OLK-45-C-11 | WV-OLK-45-C-11_01 | Cranesnest Run | WVLK-25-B-8
1098 | WV-OLK-45 | WV-OLK-45_06 | Reedy Creek | WVLK-25 | 1111 | WV-OLK-45-C | WV-OLK-45-C_03 | Right Reedy Creek | WVLK-25-B
1098 | WV-OLK-45 | WV-OLK-45_06 | Reedy Creek | WVLK-25 | 1112 | WV-OLK-45-C-13 | WV-OLK-45-C-13_01 | Enoch Fork | WVLK-25-B-10
1098 | WV-OLK-45 | WV-OLK-45_06 | Reedy Creek | WVLK-25 | 1113 | WV-OLK-45-C-14 | WV-OLK-45-C-14_01 | Fulls Fork | WVLK-25-B-9
1098 | WV-OLK-45 | WV-OLK-45_06 | Reedy Creek | WVLK-25 | 1114 | WV-OLK-45 | WV-OLK-45_05 | Reedy Creek | WVLK-25
1098 | WV-OLK-45 | WV-OLK-45_06 | Reedy Creek | WVLK-25 | 1115 | WV-OLK-45-K | WV-OLK-45-K_01 | Two Run | WVLK-25-G
1098 | WV-OLK-45 | WV-OLK-45_06 | Reedy Creek | WVLK-25 | 1116 | WV-OLK-45 | WV-OLK-45_05 | Reedy Creek | WVLK-25
1098 | WV-OLK-45 | WV-OLK-45_06 | Reedy Creek | WVLK-25 | 1117 | WV-OLK-45-Q | WV-OLK-45-Q_01 | Conrad Run | WVLK-25-L
1098 | WV-OLK-45 | WV-OLK-45_06 | Reedy Creek | WVLK-25 | 1118 | WV-OLK-45 | WV-OLK-45_05 | Reedy Creek | WVLK-25
1098 | WV-OLK-45 | WV-OLK-45_06 | Reedy Creek | WVLK-25 | 1119 | WV-OLK-45-S | WV-OLK-45-S_01 | Stutler Run | WVLK-25-N
1098 | WV-OLK-45 | WV-OLK-45_06 | Reedy Creek | WVLK-25 | 1120 | WV-OLK-45 | WV-OLK-45_05 | Reedy Creek | WVLK-25
1098 | WV-OLK-45 | WV-OLK-45_06 | Reedy Creek | WVLK-25 | 1121 | WV-OLK-45-U | WV-OLK-45-U_01 | Cain Run | WVLK-25-O
1098 | WV-OLK-45 | WV-OLK-45_06 | Reedy Creek | WVLK-25 | 1122 | WV-OLK-45 | WV-OLK-45_05 | Reedy Creek | WVLK-25
1098 | WV-OLK-45 | WV-OLK-45_06 | Reedy Creek | WVLK-25 | 1123 | WV-OLK-45-X | WV-OLK-45-X_05 | Left Fork/Reedy Creek | WVLK-25-S
1098 | WV-OLK-45 | WV-OLK-45_06 | Reedy Creek | WVLK-25 | 1124 | WV-OLK-45-X-1 | WV-OLK-45-X-1_02 | Middle Fork/Reedy Creek | WVLK-25-R
1098 | WV-OLK-45 | WV-OLK-45_06 | Reedy Creek | WVLK-25 | 1125 | WV-OLK-45-X-1-C | WV-OLK-45-X-1-C_01 | Johnson Run | WVLK-25-R-2
1098 | WV-OLK-45 | WV-OLK-45_06 | Reedy Creek | WVLK-25 | 1126 | WV-OLK-45-X-1 | WV-OLK-45-X-1_02 | Middle Fork/Reedy Creek | WVLK-25-R
1098 | WV-OLK-45 | WV-OLK-45_06 | Reedy Creek | WVLK-25 | 1127 | WV-OLK-45-X-1 | WV-OLK-45-X-1_01 | Middle Fork/Reedy Creek | WVLK-25-R
1098 | WV-OLK-45 | WV-OLK-45_06 | Reedy Creek | WVLK-25 | 1128 | WV-OLK-45-X | WV-OLK-45-X_04 | Left Fork/Reedy Creek | WVLK-25-S
1098 | WV-OLK-45 | WV-OLK-45_06 | Reedy Creek | WVLK-25 | 1129 | WV-OLK-45-X-9 | WV-OLK-45-X-9_01 | Rush Run | WVLK-25-S-5
1098 | WV-OLK-45 | WV-OLK-45_06 | Reedy Creek | WVLK-25 | 1130 | WV-OLK-45-X | WV-OLK-45-X_03 | Left Fork/Reedy Creek | WVLK-25-S
1098 | WV-OLK-45 | WV-OLK-45_06 | Reedy Creek | WVLK-25 | 1131 | WV-OLK-45-X-10 | WV-OLK-45-X-10_01 | Bear Run | WVLK-25-S-6
1098 | WV-OLK-45 | WV-OLK-45_06 | Reedy Creek | WVLK-25 | 1132 | WV-OLK-45-X | WV-OLK-45-X_03 | Left Fork/Reedy Creek | WVLK-25-S
1098 | WV-OLK-45 | WV-OLK-45_06 | Reedy Creek | WVLK-25 | 1133 | WV-OLK-45-X-15 | WV-OLK-45-X-15_01 | Colt Run | WVLK-25-S-8
1098 | WV-OLK-45 | WV-OLK-45_06 | Reedy Creek | WVLK-25 | 1134 | WV-OLK-45-X | WV-OLK-45-X_03 | Left Fork/Reedy Creek | WVLK-25-S
1098 | WV-OLK-45 | WV-OLK-45_06 | Reedy Creek | WVLK-25 | 1135 | WV-OLK-45-X-18 | WV-OLK-45-X-18_01 | Tucker Run | WVLK-25-S-11
1098 | WV-OLK-45 | WV-OLK-45_06 | Reedy Creek | WVLK-25 | 1136 | WV-OLK-45-X | WV-OLK-45-X_02 | Left Fork/Reedy Creek | WVLK-25-S
1098 | WV-OLK-45 | WV-OLK-45_06 | Reedy Creek | WVLK-25 | 1137 | WV-OLK-45-X-24 | WV-OLK-45-X-24_01 | Stover Fork | WVLK-25-S-13
1098 | WV-OLK-45 | WV-OLK-45_06 | Reedy Creek | WVLK-25 | 1138 | WV-OLK-45-X | WV-OLK-45-X_01 | Left Fork/Reedy Creek | WVLK-25-S
1098 | WV-OLK-45 | WV-OLK-45_06 | Reedy Creek | WVLK-25 | 1139 | WV-OLK-45-Y | WV-OLK-45-Y_02 | Right Fork/Reedy Creek | WVLK-25-Q
1098 | WV-OLK-45 | WV-OLK-45_06 | Reedy Creek | WVLK-25 | 1140 | WV-OLK-45-Y-2 | WV-OLK-45-Y-2_01 | Seaman Fork | WVLK-25-Q-1
1098 | WV-OLK-45 | WV-OLK-45_06 | Reedy Creek | WVLK-25 | 1141 | WV-OLK-45-Y | WV-OLK-45-Y_01 | Right Fork/Reedy Creek | WVLK-25-Q
1099 | WV-OLK-45-C | WV-OLK-45-C_03 | Right Reedy Creek | WVLK-25-B | 1099 | WV-OLK-45-C | WV-OLK-45-C_03 | Right Reedy Creek | WVLK-25-B
1099 | WV-OLK-45-C | WV-OLK-45-C_03 | Right Reedy Creek | WVLK-25-B | 1100 | WV-OLK-45-C-1 | WV-OLK-45-C-1_01 | Lynncamp Run | WVLK-25-B-1
1099 | WV-OLK-45-C | WV-OLK-45-C_03 | Right Reedy Creek | WVLK-25-B | 1101 | WV-OLK-45-C-1-D | WV-OLK-45-C-1-D_01 | Buell Fork | WVLK-25-B-1-C
1099 | WV-OLK-45-C | WV-OLK-45-C_03 | Right Reedy Creek | WVLK-25-B | 1102 | WV-OLK-45-C-1 | WV-OLK-45-C-1_01 | Lynncamp Run | WVLK-25-B-1
1099 | WV-OLK-45-C | WV-OLK-45-C_03 | Right Reedy Creek | WVLK-25-B | 1103 | WV-OLK-45-C | WV-OLK-45-C_03 | Right Reedy Creek | WVLK-25-B
1099 | WV-OLK-45-C | WV-OLK-45-C_03 | Right Reedy Creek | WVLK-25-B | 1104 | WV-OLK-45-C-7 | WV-OLK-45-C-7_01 | Thorns Run | WVLK-25-B-4
1099 | WV-OLK-45-C | WV-OLK-45-C_03 | Right Reedy Creek | WVLK-25-B | 1105 | WV-OLK-45-C | WV-OLK-45-C_03 | Right Reedy Creek | WVLK-25-B
1099 | WV-OLK-45-C | WV-OLK-45-C_03 | Right Reedy Creek | WVLK-25-B | 1106 | WV-OLK-45-C-9 | WV-OLK-45-C-9_01 | Big Run | WVLK-25-B-6
1099 | WV-OLK-45-C | WV-OLK-45-C_03 | Right Reedy Creek | WVLK-25-B | 1107 | WV-OLK-45-C | WV-OLK-45-C_03 | Right Reedy Creek | WVLK-25-B
1099 | WV-OLK-45-C | WV-OLK-45-C_03 | Right Reedy Creek | WVLK-25-B | 1108 | WV-OLK-45-C-10 | WV-OLK-45-C-10_01 | Somerville Fork | WVLK-25-B-7
1099 | WV-OLK-45-C | WV-OLK-45-C_03 | Right Reedy Creek | WVLK-25-B | 1109 | WV-OLK-45-C | WV-OLK-45-C_03 | Right Reedy Creek | WVLK-25-B
1099 | WV-OLK-45-C | WV-OLK-45-C_03 | Right Reedy Creek | WVLK-25-B | 1110 | WV-OLK-45-C-11 | WV-OLK-45-C-11_01 | Cranesnest Run | WVLK-25-B-8
1099 | WV-OLK-45-C | WV-OLK-45-C_03 | Right Reedy Creek | WVLK-25-B | 1111 | WV-OLK-45-C | WV-OLK-45-C_03 | Right Reedy Creek | WVLK-25-B
1099 | WV-OLK-45-C | WV-OLK-45-C_03 | Right Reedy Creek | WVLK-25-B | 1112 | WV-OLK-45-C-13 | WV-OLK-45-C-13_01 | Enoch Fork | WVLK-25-B-10
1099 | WV-OLK-45-C | WV-OLK-45-C_03 | Right Reedy Creek | WVLK-25-B | 1113 | WV-OLK-45-C-14 | WV-OLK-45-C-14_01 | Fulls Fork | WVLK-25-B-9
1112 | WV-OLK-45-C-13 | WV-OLK-45-C-13_01 | Enoch Fork | WVLK-25-B-10 | 1112 | WV-OLK-45-C-13 | WV-OLK-45-C-13_01 | Enoch Fork | WVLK-25-B-10
1113 | WV-OLK-45-C-14 | WV-OLK-45-C-14_01 | Fulls Fork | WVLK-25-B-9 | 1113 | WV-OLK-45-C-14 | WV-OLK-45-C-14_01 | Fulls Fork | WVLK-25-B-9
1114 | WV-OLK-45 | WV-OLK-45_05 | Reedy Creek | WVLK-25 | 1114 | WV-OLK-45 | WV-OLK-45_05 | Reedy Creek | WVLK-25
1114 | WV-OLK-45 | WV-OLK-45_05 | Reedy Creek | WVLK-25 | 1115 | WV-OLK-45-K | WV-OLK-45-K_01 | Two Run | WVLK-25-G
1114 | WV-OLK-45 | WV-OLK-45_05 | Reedy Creek | WVLK-25 | 1116 | WV-OLK-45 | WV-OLK-45_05 | Reedy Creek | WVLK-25
1114 | WV-OLK-45 | WV-OLK-45_05 | Reedy Creek | WVLK-25 | 1117 | WV-OLK-45-Q | WV-OLK-45-Q_01 | Conrad Run | WVLK-25-L
1114 | WV-OLK-45 | WV-OLK-45_05 | Reedy Creek | WVLK-25 | 1118 | WV-OLK-45 | WV-OLK-45_05 | Reedy Creek | WVLK-25
1114 | WV-OLK-45 | WV-OLK-45_05 | Reedy Creek | WVLK-25 | 1119 | WV-OLK-45-S | WV-OLK-45-S_01 | Stutler Run | WVLK-25-N
1114 | WV-OLK-45 | WV-OLK-45_05 | Reedy Creek | WVLK-25 | 1120 | WV-OLK-45 | WV-OLK-45_05 | Reedy Creek | WVLK-25
1114 | WV-OLK-45 | WV-OLK-45_05 | Reedy Creek | WVLK-25 | 1121 | WV-OLK-45-U | WV-OLK-45-U_01 | Cain Run | WVLK-25-O
1114 | WV-OLK-45 | WV-OLK-45_05 | Reedy Creek | WVLK-25 | 1122 | WV-OLK-45 | WV-OLK-45_05 | Reedy Creek | WVLK-25
1114 | WV-OLK-45 | WV-OLK-45_05 | Reedy Creek | WVLK-25 | 1123 | WV-OLK-45-X | WV-OLK-45-X_05 | Left Fork/Reedy Creek | WVLK-25-S
1114 | WV-OLK-45 | WV-OLK-45_05 | Reedy Creek | WVLK-25 | 1124 | WV-OLK-45-X-1 | WV-OLK-45-X-1_02 | Middle Fork/Reedy Creek | WVLK-25-R
1114 | WV-OLK-45 | WV-OLK-45_05 | Reedy Creek | WVLK-25 | 1125 | WV-OLK-45-X-1-C | WV-OLK-45-X-1-C_01 | Johnson Run | WVLK-25-R-2
1114 | WV-OLK-45 | WV-OLK-45_05 | Reedy Creek | WVLK-25 | 1126 | WV-OLK-45-X-1 | WV-OLK-45-X-1_02 | Middle Fork/Reedy Creek | WVLK-25-R
1114 | WV-OLK-45 | WV-OLK-45_05 | Reedy Creek | WVLK-25 | 1127 | WV-OLK-45-X-1 | WV-OLK-45-X-1_01 | Middle Fork/Reedy Creek | WVLK-25-R
1114 | WV-OLK-45 | WV-OLK-45_05 | Reedy Creek | WVLK-25 | 1128 | WV-OLK-45-X | WV-OLK-45-X_04 | Left Fork/Reedy Creek | WVLK-25-S
1114 | WV-OLK-45 | WV-OLK-45_05 | Reedy Creek | WVLK-25 | 1129 | WV-OLK-45-X-9 | WV-OLK-45-X-9_01 | Rush Run | WVLK-25-S-5
1114 | WV-OLK-45 | WV-OLK-45_05 | Reedy Creek | WVLK-25 | 1130 | WV-OLK-45-X | WV-OLK-45-X_03 | Left Fork/Reedy Creek | WVLK-25-S
1114 | WV-OLK-45 | WV-OLK-45_05 | Reedy Creek | WVLK-25 | 1131 | WV-OLK-45-X-10 | WV-OLK-45-X-10_01 | Bear Run | WVLK-25-S-6
1114 | WV-OLK-45 | WV-OLK-45_05 | Reedy Creek | WVLK-25 | 1132 | WV-OLK-45-X | WV-OLK-45-X_03 | Left Fork/Reedy Creek | WVLK-25-S
1114 | WV-OLK-45 | WV-OLK-45_05 | Reedy Creek | WVLK-25 | 1133 | WV-OLK-45-X-15 | WV-OLK-45-X-15_01 | Colt Run | WVLK-25-S-8
1114 | WV-OLK-45 | WV-OLK-45_05 | Reedy Creek | WVLK-25 | 1134 | WV-OLK-45-X | WV-OLK-45-X_03 | Left Fork/Reedy Creek | WVLK-25-S
1114 | WV-OLK-45 | WV-OLK-45_05 | Reedy Creek | WVLK-25 | 1135 | WV-OLK-45-X-18 | WV-OLK-45-X-18_01 | Tucker Run | WVLK-25-S-11
1114 | WV-OLK-45 | WV-OLK-45_05 | Reedy Creek | WVLK-25 | 1136 | WV-OLK-45-X | WV-OLK-45-X_02 | Left Fork/Reedy Creek | WVLK-25-S
1114 | WV-OLK-45 | WV-OLK-45_05 | Reedy Creek | WVLK-25 | 1137 | WV-OLK-45-X-24 | WV-OLK-45-X-24_01 | Stover Fork | WVLK-25-S-13
1114 | WV-OLK-45 | WV-OLK-45_05 | Reedy Creek | WVLK-25 | 1138 | WV-OLK-45-X | WV-OLK-45-X_01 | Left Fork/Reedy Creek | WVLK-25-S
1114 | WV-OLK-45 | WV-OLK-45_05 | Reedy Creek | WVLK-25 | 1139 | WV-OLK-45-Y | WV-OLK-45-Y_02 | Right Fork/Reedy Creek | WVLK-25-Q
1114 | WV-OLK-45 | WV-OLK-45_05 | Reedy Creek | WVLK-25 | 1140 | WV-OLK-45-Y-2 | WV-OLK-45-Y-2_01 | Seaman Fork | WVLK-25-Q-1
1114 | WV-OLK-45 | WV-OLK-45_05 | Reedy Creek | WVLK-25 | 1141 | WV-OLK-45-Y | WV-OLK-45-Y_01 | Right Fork/Reedy Creek | WVLK-25-Q
1124 | WV-OLK-45-X-1 | WV-OLK-45-X-1_02 | Middle Fork/Reedy Creek | WVLK-25-R | 1124 | WV-OLK-45-X-1 | WV-OLK-45-X-1_02 | Middle Fork/Reedy Creek | WVLK-25-R
1124 | WV-OLK-45-X-1 | WV-OLK-45-X-1_02 | Middle Fork/Reedy Creek | WVLK-25-R | 1125 | WV-OLK-45-X-1-C | WV-OLK-45-X-1-C_01 | Johnson Run | WVLK-25-R-2
1124 | WV-OLK-45-X-1 | WV-OLK-45-X-1_02 | Middle Fork/Reedy Creek | WVLK-25-R | 1126 | WV-OLK-45-X-1 | WV-OLK-45-X-1_02 | Middle Fork/Reedy Creek | WVLK-25-R
1124 | WV-OLK-45-X-1 | WV-OLK-45-X-1_02 | Middle Fork/Reedy Creek | WVLK-25-R | 1127 | WV-OLK-45-X-1 | WV-OLK-45-X-1_01 | Middle Fork/Reedy Creek | WVLK-25-R
1125 | WV-OLK-45-X-1-C | WV-OLK-45-X-1-C_01 | Johnson Run | WVLK-25-R-2 | 1125 | WV-OLK-45-X-1-C | WV-OLK-45-X-1-C_01 | Johnson Run | WVLK-25-R-2
1128 | WV-OLK-45-X | WV-OLK-45-X_04 | Left Fork/Reedy Creek | WVLK-25-S | 1128 | WV-OLK-45-X | WV-OLK-45-X_04 | Left Fork/Reedy Creek | WVLK-25-S
1128 | WV-OLK-45-X | WV-OLK-45-X_04 | Left Fork/Reedy Creek | WVLK-25-S | 1129 | WV-OLK-45-X-9 | WV-OLK-45-X-9_01 | Rush Run | WVLK-25-S-5
1128 | WV-OLK-45-X | WV-OLK-45-X_04 | Left Fork/Reedy Creek | WVLK-25-S | 1130 | WV-OLK-45-X | WV-OLK-45-X_03 | Left Fork/Reedy Creek | WVLK-25-S
1128 | WV-OLK-45-X | WV-OLK-45-X_04 | Left Fork/Reedy Creek | WVLK-25-S | 1131 | WV-OLK-45-X-10 | WV-OLK-45-X-10_01 | Bear Run | WVLK-25-S-6
1128 | WV-OLK-45-X | WV-OLK-45-X_04 | Left Fork/Reedy Creek | WVLK-25-S | 1132 | WV-OLK-45-X | WV-OLK-45-X_03 | Left Fork/Reedy Creek | WVLK-25-S
1128 | WV-OLK-45-X | WV-OLK-45-X_04 | Left Fork/Reedy Creek | WVLK-25-S | 1133 | WV-OLK-45-X-15 | WV-OLK-45-X-15_01 | Colt Run | WVLK-25-S-8
1128 | WV-OLK-45-X | WV-OLK-45-X_04 | Left Fork/Reedy Creek | WVLK-25-S | 1134 | WV-OLK-45-X | WV-OLK-45-X_03 | Left Fork/Reedy Creek | WVLK-25-S
1128 | WV-OLK-45-X | WV-OLK-45-X_04 | Left Fork/Reedy Creek | WVLK-25-S | 1135 | WV-OLK-45-X-18 | WV-OLK-45-X-18_01 | Tucker Run | WVLK-25-S-11
1128 | WV-OLK-45-X | WV-OLK-45-X_04 | Left Fork/Reedy Creek | WVLK-25-S | 1136 | WV-OLK-45-X | WV-OLK-45-X_02 | Left Fork/Reedy Creek | WVLK-25-S
1128 | WV-OLK-45-X | WV-OLK-45-X_04 | Left Fork/Reedy Creek | WVLK-25-S | 1137 | WV-OLK-45-X-24 | WV-OLK-45-X-24_01 | Stover Fork | WVLK-25-S-13
1128 | WV-OLK-45-X | WV-OLK-45-X_04 | Left Fork/Reedy Creek | WVLK-25-S | 1138 | WV-OLK-45-X | WV-OLK-45-X_01 | Left Fork/Reedy Creek | WVLK-25-S
1130 | WV-OLK-45-X | WV-OLK-45-X_03 | Left Fork/Reedy Creek | WVLK-25-S | 1130 | WV-OLK-45-X | WV-OLK-45-X_03 | Left Fork/Reedy Creek | WVLK-25-S
1130 | WV-OLK-45-X | WV-OLK-45-X_03 | Left Fork/Reedy Creek | WVLK-25-S | 1131 | WV-OLK-45-X-10 | WV-OLK-45-X-10_01 | Bear Run | WVLK-25-S-6
1130 | WV-OLK-45-X | WV-OLK-45-X_03 | Left Fork/Reedy Creek | WVLK-25-S | 1132 | WV-OLK-45-X | WV-OLK-45-X_03 | Left Fork/Reedy Creek | WVLK-25-S
1130 | WV-OLK-45-X | WV-OLK-45-X_03 | Left Fork/Reedy Creek | WVLK-25-S | 1133 | WV-OLK-45-X-15 | WV-OLK-45-X-15_01 | Colt Run | WVLK-25-S-8
1130 | WV-OLK-45-X | WV-OLK-45-X_03 | Left Fork/Reedy Creek | WVLK-25-S | 1134 | WV-OLK-45-X | WV-OLK-45-X_03 | Left Fork/Reedy Creek | WVLK-25-S
1130 | WV-OLK-45-X | WV-OLK-45-X_03 | Left Fork/Reedy Creek | WVLK-25-S | 1135 | WV-OLK-45-X-18 | WV-OLK-45-X-18_01 | Tucker Run | WVLK-25-S-11
1130 | WV-OLK-45-X | WV-OLK-45-X_03 | Left Fork/Reedy Creek | WVLK-25-S | 1136 | WV-OLK-45-X | WV-OLK-45-X_02 | Left Fork/Reedy Creek | WVLK-25-S
1130 | WV-OLK-45-X | WV-OLK-45-X_03 | Left Fork/Reedy Creek | WVLK-25-S | 1137 | WV-OLK-45-X-24 | WV-OLK-45-X-24_01 | Stover Fork | WVLK-25-S-13
1130 | WV-OLK-45-X | WV-OLK-45-X_03 | Left Fork/Reedy Creek | WVLK-25-S | 1138 | WV-OLK-45-X | WV-OLK-45-X_01 | Left Fork/Reedy Creek | WVLK-25-S
1135 | WV-OLK-45-X-18 | WV-OLK-45-X-18_01 | Tucker Run | WVLK-25-S-11 | 1135 | WV-OLK-45-X-18 | WV-OLK-45-X-18_01 | Tucker Run | WVLK-25-S-11
1139 | WV-OLK-45-Y | WV-OLK-45-Y_02 | Right Fork/Reedy Creek | WVLK-25-Q | 1139 | WV-OLK-45-Y | WV-OLK-45-Y_02 | Right Fork/Reedy Creek | WVLK-25-Q
1139 | WV-OLK-45-Y | WV-OLK-45-Y_02 | Right Fork/Reedy Creek | WVLK-25-Q | 1140 | WV-OLK-45-Y-2 | WV-OLK-45-Y-2_01 | Seaman Fork | WVLK-25-Q-1
1139 | WV-OLK-45-Y | WV-OLK-45-Y_02 | Right Fork/Reedy Creek | WVLK-25-Q | 1141 | WV-OLK-45-Y | WV-OLK-45-Y_01 | Right Fork/Reedy Creek | WVLK-25-Q
1140 | WV-OLK-45-Y-2 | WV-OLK-45-Y-2_01 | Seaman Fork | WVLK-25-Q-1 | 1140 | WV-OLK-45-Y-2 | WV-OLK-45-Y-2_01 | Seaman Fork | WVLK-25-Q-1
1147 | WV-OLK-55 | WV-OLK-55_05 | Spring Creek | WVLK-31 | 1147 | WV-OLK-55 | WV-OLK-55_05 | Spring Creek | WVLK-31
1147 | WV-OLK-55 | WV-OLK-55_05 | Spring Creek | WVLK-31 | 1148 | WV-OLK-55-A | WV-OLK-55-A_01 | Bear Run | WVLK-31-A
1147 | WV-OLK-55 | WV-OLK-55_05 | Spring Creek | WVLK-31 | 1149 | WV-OLK-55 | WV-OLK-55_05 | Spring Creek | WVLK-31
1147 | WV-OLK-55 | WV-OLK-55_05 | Spring Creek | WVLK-31 | 1150 | WV-OLK-55-F | WV-OLK-55-F_01 | Horse Run | WVLK-31-F
1147 | WV-OLK-55 | WV-OLK-55_05 | Spring Creek | WVLK-31 | 1151 | WV-OLK-55 | WV-OLK-55_05 | Spring Creek | WVLK-31
1147 | WV-OLK-55 | WV-OLK-55_05 | Spring Creek | WVLK-31 | 1152 | WV-OLK-55-H | WV-OLK-55-H_01 | Beaverdam Run | WVLK-31-H
1147 | WV-OLK-55 | WV-OLK-55_05 | Spring Creek | WVLK-31 | 1153 | WV-OLK-55 | WV-OLK-55_05 | Spring Creek | WVLK-31
1147 | WV-OLK-55 | WV-OLK-55_05 | Spring Creek | WVLK-31 | 1154 | WV-OLK-55-N | WV-OLK-55-N_01 | Bear Run | WVLK-31-M
1147 | WV-OLK-55 | WV-OLK-55_05 | Spring Creek | WVLK-31 | 1155 | WV-OLK-55 | WV-OLK-55_05 | Spring Creek | WVLK-31
1147 | WV-OLK-55 | WV-OLK-55_05 | Spring Creek | WVLK-31 | 1156 | WV-OLK-55-R | WV-OLK-55-R_01 | Little Spring Creek | WVLK-31-O
1147 | WV-OLK-55 | WV-OLK-55_05 | Spring Creek | WVLK-31 | 1157 | WV-OLK-55-R-2 | WV-OLK-55-R-2_01 | Left Fork/Little Spring Creek | WVLK-31-O-2
1147 | WV-OLK-55 | WV-OLK-55_05 | Spring Creek | WVLK-31 | 1158 | WV-OLK-55-R | WV-OLK-55-R_01 | Little Spring Creek | WVLK-31-O
1147 | WV-OLK-55 | WV-OLK-55_05 | Spring Creek | WVLK-31 | 1159 | WV-OLK-55-R-8 | WV-OLK-55-R-8_01 | Right Fork/Little Spring Creek | WVLK-31-O-6
1147 | WV-OLK-55 | WV-OLK-55_05 | Spring Creek | WVLK-31 | 1160 | WV-OLK-55-R | WV-OLK-55-R_01 | Little Spring Creek | WVLK-31-O
1147 | WV-OLK-55 | WV-OLK-55_05 | Spring Creek | WVLK-31 | 1161 | WV-OLK-55 | WV-OLK-55_04 | Spring Creek | WVLK-31
1147 | WV-OLK-55 | WV-OLK-55_05 | Spring Creek | WVLK-31 | 1162 | WV-OLK-55-U | WV-OLK-55-U_01 | Island Run | WVLK-31-R
1147 | WV-OLK-55 | WV-OLK-55_05 | Spring Creek | WVLK-31 | 1163 | WV-OLK-55 | WV-OLK-55_04 | Spring Creek | WVLK-31
1147 | WV-OLK-55 | WV-OLK-55_05 | Spring Creek | WVLK-31 | 1164 | WV-OLK-55-AC | WV-OLK-55-AC_01 | Nancy Run | WVLK-31-W
1147 | WV-OLK-55 | WV-OLK-55_05 | Spring Creek | WVLK-31 | 1165 | WV-OLK-55 | WV-OLK-55_04 | Spring Creek | WVLK-31
1147 | WV-OLK-55 | WV-OLK-55_05 | Spring Creek | WVLK-31 | 1166 | WV-OLK-55-AF | WV-OLK-55-AF_01 | Tanner Run | WVLK-31-X
1147 | WV-OLK-55 | WV-OLK-55_05 | Spring Creek | WVLK-31 | 1167 | WV-OLK-55-AF-1_(OLK-L2-080) | WV-OLK-55-AF-1_(OLK-L2-080) | Miletree Run (MILETREE LAKE) | WVLK-31-X-1
1147 | WV-OLK-55 | WV-OLK-55_05 | Spring Creek | WVLK-31 | 1168 | WV-OLK-55-AF | WV-OLK-55-AF_01 | Tanner Run | WVLK-31-X
1147 | WV-OLK-55 | WV-OLK-55_05 | Spring Creek | WVLK-31 | 1169 | WV-OLK-55-AF-2 | WV-OLK-55-AF-2_01 | Scaffold Run | WVLK-31-X-2
1147 | WV-OLK-55 | WV-OLK-55_05 | Spring Creek | WVLK-31 | 1170 | WV-OLK-55-AF | WV-OLK-55-AF_01 | Tanner Run | WVLK-31-X
1147 | WV-OLK-55 | WV-OLK-55_05 | Spring Creek | WVLK-31 | 1171 | WV-OLK-55 | WV-OLK-55_04 | Spring Creek | WVLK-31
1147 | WV-OLK-55 | WV-OLK-55_05 | Spring Creek | WVLK-31 | 1172 | WV-OLK-55-AG | WV-OLK-55-AG_01 | Goff Run | WVLK-31-Y
1147 | WV-OLK-55 | WV-OLK-55_05 | Spring Creek | WVLK-31 | 1173 | WV-OLK-55 | WV-OLK-55_04 | Spring Creek | WVLK-31
1147 | WV-OLK-55 | WV-OLK-55_05 | Spring Creek | WVLK-31 | 1174 | WV-OLK-55-AI | WV-OLK-55-AI_03 | Left Fork/Spring Creek | WVLK-31-Z
1147 | WV-OLK-55 | WV-OLK-55_05 | Spring Creek | WVLK-31 | 1175 | WV-OLK-55-AI-2 | WV-OLK-55-AI-2_01 | Charles Fork | WVLK-31-Z-1
1147 | WV-OLK-55 | WV-OLK-55_05 | Spring Creek | WVLK-31 | 1176 | WV-OLK-55-AI | WV-OLK-55-AI_02 | Left Fork/Spring Creek | WVLK-31-Z
1147 | WV-OLK-55 | WV-OLK-55_05 | Spring Creek | WVLK-31 | 1177 | WV-OLK-55-AI-5 | WV-OLK-55-AI-5_01 | Vandale Fork | WVLK-31-Z-3
1147 | WV-OLK-55 | WV-OLK-55_05 | Spring Creek | WVLK-31 | 1178 | WV-OLK-55-AI | WV-OLK-55-AI_01 | Left Fork/Spring Creek | WVLK-31-Z
1147 | WV-OLK-55 | WV-OLK-55_05 | Spring Creek | WVLK-31 | 1179 | WV-OLK-55-AJ | WV-OLK-55-AJ_02 | Right Fork/Spring Creek | WVLK-31-AA
1147 | WV-OLK-55 | WV-OLK-55_05 | Spring Creek | WVLK-31 | 1180 | WV-OLK-55-AJ-2 | WV-OLK-55-AJ-2_01 | Lick Fork | WVLK-31-AA-1
1147 | WV-OLK-55 | WV-OLK-55_05 | Spring Creek | WVLK-31 | 1181 | WV-OLK-55-AJ | WV-OLK-55-AJ_02 | Right Fork/Spring Creek | WVLK-31-AA
1147 | WV-OLK-55 | WV-OLK-55_05 | Spring Creek | WVLK-31 | 1182 | WV-OLK-55-AJ-7 | WV-OLK-55-AJ-7_01 | Missouri Fork | WVLK-31-AA-3
1147 | WV-OLK-55 | WV-OLK-55_05 | Spring Creek | WVLK-31 | 1183 | WV-OLK-55-AJ | WV-OLK-55-AJ_01 | Right Fork/Spring Creek | WVLK-31-AA
1161 | WV-OLK-55 | WV-OLK-55_04 | Spring Creek | WVLK-31 | 1161 | WV-OLK-55 | WV-OLK-55_04 | Spring Creek | WVLK-31
1161 | WV-OLK-55 | WV-OLK-55_04 | Spring Creek | WVLK-31 | 1162 | WV-OLK-55-U | WV-OLK-55-U_01 | Island Run | WVLK-31-R
1161 | WV-OLK-55 | WV-OLK-55_04 | Spring Creek | WVLK-31 | 1163 | WV-OLK-55 | WV-OLK-55_04 | Spring Creek | WVLK-31
1161 | WV-OLK-55 | WV-OLK-55_04 | Spring Creek | WVLK-31 | 1164 | WV-OLK-55-AC | WV-OLK-55-AC_01 | Nancy Run | WVLK-31-W
1161 | WV-OLK-55 | WV-OLK-55_04 | Spring Creek | WVLK-31 | 1165 | WV-OLK-55 | WV-OLK-55_04 | Spring Creek | WVLK-31
1161 | WV-OLK-55 | WV-OLK-55_04 | Spring Creek | WVLK-31 | 1166 | WV-OLK-55-AF | WV-OLK-55-AF_01 | Tanner Run | WVLK-31-X
1161 | WV-OLK-55 | WV-OLK-55_04 | Spring Creek | WVLK-31 | 1167 | WV-OLK-55-AF-1_(OLK-L2-080) | WV-OLK-55-AF-1_(OLK-L2-080) | Miletree Run (MILETREE LAKE) | WVLK-31-X-1
1161 | WV-OLK-55 | WV-OLK-55_04 | Spring Creek | WVLK-31 | 1168 | WV-OLK-55-AF | WV-OLK-55-AF_01 | Tanner Run | WVLK-31-X
1161 | WV-OLK-55 | WV-OLK-55_04 | Spring Creek | WVLK-31 | 1169 | WV-OLK-55-AF-2 | WV-OLK-55-AF-2_01 | Scaffold Run | WVLK-31-X-2
1161 | WV-OLK-55 | WV-OLK-55_04 | Spring Creek | WVLK-31 | 1170 | WV-OLK-55-AF | WV-OLK-55-AF_01 | Tanner Run | WVLK-31-X
1161 | WV-OLK-55 | WV-OLK-55_04 | Spring Creek | WVLK-31 | 1171 | WV-OLK-55 | WV-OLK-55_04 | Spring Creek | WVLK-31
1161 | WV-OLK-55 | WV-OLK-55_04 | Spring Creek | WVLK-31 | 1172 | WV-OLK-55-AG | WV-OLK-55-AG_01 | Goff Run | WVLK-31-Y
1161 | WV-OLK-55 | WV-OLK-55_04 | Spring Creek | WVLK-31 | 1173 | WV-OLK-55 | WV-OLK-55_04 | Spring Creek | WVLK-31
1161 | WV-OLK-55 | WV-OLK-55_04 | Spring Creek | WVLK-31 | 1174 | WV-OLK-55-AI | WV-OLK-55-AI_03 | Left Fork/Spring Creek | WVLK-31-Z
1161 | WV-OLK-55 | WV-OLK-55_04 | Spring Creek | WVLK-31 | 1175 | WV-OLK-55-AI-2 | WV-OLK-55-AI-2_01 | Charles Fork | WVLK-31-Z-1
1161 | WV-OLK-55 | WV-OLK-55_04 | Spring Creek | WVLK-31 | 1176 | WV-OLK-55-AI | WV-OLK-55-AI_02 | Left Fork/Spring Creek | WVLK-31-Z
1161 | WV-OLK-55 | WV-OLK-55_04 | Spring Creek | WVLK-31 | 1177 | WV-OLK-55-AI-5 | WV-OLK-55-AI-5_01 | Vandale Fork | WVLK-31-Z-3
1161 | WV-OLK-55 | WV-OLK-55_04 | Spring Creek | WVLK-31 | 1178 | WV-OLK-55-AI | WV-OLK-55-AI_01 | Left Fork/Spring Creek | WVLK-31-Z
1161 | WV-OLK-55 | WV-OLK-55_04 | Spring Creek | WVLK-31 | 1179 | WV-OLK-55-AJ | WV-OLK-55-AJ_02 | Right Fork/Spring Creek | WVLK-31-AA
1161 | WV-OLK-55 | WV-OLK-55_04 | Spring Creek | WVLK-31 | 1180 | WV-OLK-55-AJ-2 | WV-OLK-55-AJ-2_01 | Lick Fork | WVLK-31-AA-1
1161 | WV-OLK-55 | WV-OLK-55_04 | Spring Creek | WVLK-31 | 1181 | WV-OLK-55-AJ | WV-OLK-55-AJ_02 | Right Fork/Spring Creek | WVLK-31-AA
1161 | WV-OLK-55 | WV-OLK-55_04 | Spring Creek | WVLK-31 | 1182 | WV-OLK-55-AJ-7 | WV-OLK-55-AJ-7_01 | Missouri Fork | WVLK-31-AA-3
1161 | WV-OLK-55 | WV-OLK-55_04 | Spring Creek | WVLK-31 | 1183 | WV-OLK-55-AJ | WV-OLK-55-AJ_01 | Right Fork/Spring Creek | WVLK-31-AA
1166 | WV-OLK-55-AF | WV-OLK-55-AF_01 | Tanner Run | WVLK-31-X | 1166 | WV-OLK-55-AF | WV-OLK-55-AF_01 | Tanner Run | WVLK-31-X
1166 | WV-OLK-55-AF | WV-OLK-55-AF_01 | Tanner Run | WVLK-31-X | 1167 | WV-OLK-55-AF-1_(OLK-L2-080) | WV-OLK-55-AF-1_(OLK-L2-080) | Miletree Run (MILETREE LAKE) | WVLK-31-X-1
1166 | WV-OLK-55-AF | WV-OLK-55-AF_01 | Tanner Run | WVLK-31-X | 1168 | WV-OLK-55-AF | WV-OLK-55-AF_01 | Tanner Run | WVLK-31-X
1166 | WV-OLK-55-AF | WV-OLK-55-AF_01 | Tanner Run | WVLK-31-X | 1169 | WV-OLK-55-AF-2 | WV-OLK-55-AF-2_01 | Scaffold Run | WVLK-31-X-2
1166 | WV-OLK-55-AF | WV-OLK-55-AF_01 | Tanner Run | WVLK-31-X | 1170 | WV-OLK-55-AF | WV-OLK-55-AF_01 | Tanner Run | WVLK-31-X
1174 | WV-OLK-55-AI | WV-OLK-55-AI_03 | Left Fork/Spring Creek | WVLK-31-Z | 1174 | WV-OLK-55-AI | WV-OLK-55-AI_03 | Left Fork/Spring Creek | WVLK-31-Z
1174 | WV-OLK-55-AI | WV-OLK-55-AI_03 | Left Fork/Spring Creek | WVLK-31-Z | 1175 | WV-OLK-55-AI-2 | WV-OLK-55-AI-2_01 | Charles Fork | WVLK-31-Z-1
1174 | WV-OLK-55-AI | WV-OLK-55-AI_03 | Left Fork/Spring Creek | WVLK-31-Z | 1176 | WV-OLK-55-AI | WV-OLK-55-AI_02 | Left Fork/Spring Creek | WVLK-31-Z
1174 | WV-OLK-55-AI | WV-OLK-55-AI_03 | Left Fork/Spring Creek | WVLK-31-Z | 1177 | WV-OLK-55-AI-5 | WV-OLK-55-AI-5_01 | Vandale Fork | WVLK-31-Z-3
1174 | WV-OLK-55-AI | WV-OLK-55-AI_03 | Left Fork/Spring Creek | WVLK-31-Z | 1178 | WV-OLK-55-AI | WV-OLK-55-AI_01 | Left Fork/Spring Creek | WVLK-31-Z
1175 | WV-OLK-55-AI-2 | WV-OLK-55-AI-2_01 | Charles Fork | WVLK-31-Z-1 | 1175 | WV-OLK-55-AI-2 | WV-OLK-55-AI-2_01 | Charles Fork | WVLK-31-Z-1
1179 | WV-OLK-55-AJ | WV-OLK-55-AJ_02 | Right Fork/Spring Creek | WVLK-31-AA | 1179 | WV-OLK-55-AJ | WV-OLK-55-AJ_02 | Right Fork/Spring Creek | WVLK-31-AA
1179 | WV-OLK-55-AJ | WV-OLK-55-AJ_02 | Right Fork/Spring Creek | WVLK-31-AA | 1180 | WV-OLK-55-AJ-2 | WV-OLK-55-AJ-2_01 | Lick Fork | WVLK-31-AA-1
1179 | WV-OLK-55-AJ | WV-OLK-55-AJ_02 | Right Fork/Spring Creek | WVLK-31-AA | 1181 | WV-OLK-55-AJ | WV-OLK-55-AJ_02 | Right Fork/Spring Creek | WVLK-31-AA
1179 | WV-OLK-55-AJ | WV-OLK-55-AJ_02 | Right Fork/Spring Creek | WVLK-31-AA | 1182 | WV-OLK-55-AJ-7 | WV-OLK-55-AJ-7_01 | Missouri Fork | WVLK-31-AA-3
1179 | WV-OLK-55-AJ | WV-OLK-55-AJ_02 | Right Fork/Spring Creek | WVLK-31-AA | 1183 | WV-OLK-55-AJ | WV-OLK-55-AJ_01 | Right Fork/Spring Creek | WVLK-31-AA
2016 | WV-OLK-59-W | WV-OLK-59-W_05 | Henry Fork | WVLKW-15 | 2016 | WV-OLK-59-W | WV-OLK-59-W_05 | Henry Fork | WVLKW-15
2016 | WV-OLK-59-W | WV-OLK-59-W_05 | Henry Fork | WVLKW-15 | 2017 | WV-OLK-59-W-8 | WV-OLK-59-W-8_01 | Laurel Run | WVLKW-15-F
2016 | WV-OLK-59-W | WV-OLK-59-W_05 | Henry Fork | WVLKW-15 | 2018 | WV-OLK-59-W | WV-OLK-59-W_05 | Henry Fork | WVLKW-15
2016 | WV-OLK-59-W | WV-OLK-59-W_05 | Henry Fork | WVLKW-15 | 2019 | WV-OLK-59-W-9 | WV-OLK-59-W-9_01 | Leatherbark Creek | WVLKW-15-G
2016 | WV-OLK-59-W | WV-OLK-59-W_05 | Henry Fork | WVLKW-15 | 2020 | WV-OLK-59-W | WV-OLK-59-W_05 | Henry Fork | WVLKW-15
2016 | WV-OLK-59-W | WV-OLK-59-W_05 | Henry Fork | WVLKW-15 | 2021 | WV-OLK-59-W-11 | WV-OLK-59-W-11_01 | Island Run | WVLKW-15-H
2016 | WV-OLK-59-W | WV-OLK-59-W_05 | Henry Fork | WVLKW-15 | 2022 | WV-OLK-59-W | WV-OLK-59-W_05 | Henry Fork | WVLKW-15
2016 | WV-OLK-59-W | WV-OLK-59-W_05 | Henry Fork | WVLKW-15 | 2023 | WV-OLK-59-W-12 | WV-OLK-59-W-12_03 | Beech Fork | WVLKW-15-I
2016 | WV-OLK-59-W | WV-OLK-59-W_05 | Henry Fork | WVLKW-15 | 2024 | WV-OLK-59-W-12-F | WV-OLK-59-W-12-F_01 | Road Run | WVLKW-15-I-3
2016 | WV-OLK-59-W | WV-OLK-59-W_05 | Henry Fork | WVLKW-15 | 2025 | WV-OLK-59-W-12 | WV-OLK-59-W-12_03 | Beech Fork | WVLKW-15-I
2016 | WV-OLK-59-W | WV-OLK-59-W_05 | Henry Fork | WVLKW-15 | 2026 | WV-OLK-59-W-12-Q | WV-OLK-59-W-12-Q_01 | Fink Run | WVLKW-15-I-7
2016 | WV-OLK-59-W | WV-OLK-59-W_05 | Henry Fork | WVLKW-15 | 2027 | WV-OLK-59-W-12 | WV-OLK-59-W-12_02 | Beech Fork | WVLKW-15-I
2016 | WV-OLK-59-W | WV-OLK-59-W_05 | Henry Fork | WVLKW-15 | 2028 | WV-OLK-59-W-12-T | WV-OLK-59-W-12-T_01 | Sang Run | WVLKW-15-I-9
2016 | WV-OLK-59-W | WV-OLK-59-W_05 | Henry Fork | WVLKW-15 | 2029 | WV-OLK-59-W-12 | WV-OLK-59-W-12_01 | Beech Fork | WVLKW-15-I
2016 | WV-OLK-59-W | WV-OLK-59-W_05 | Henry Fork | WVLKW-15 | 2030 | WV-OLK-59-W | WV-OLK-59-W_04 | Henry Fork | WVLKW-15
2016 | WV-OLK-59-W | WV-OLK-59-W_05 | Henry Fork | WVLKW-15 | 2031 | WV-OLK-59-W-15 | WV-OLK-59-W-15_01 | Clover Run | WVLKW-15-L
2016 | WV-OLK-59-W | WV-OLK-59-W_05 | Henry Fork | WVLKW-15 | 2032 | WV-OLK-59-W-15-H | WV-OLK-59-W-15-H_01 | Chambers Fork | WVLKW-15-L-3
2016 | WV-OLK-59-W | WV-OLK-59-W_05 | Henry Fork | WVLKW-15 | 2033 | WV-OLK-59-W-15 | WV-OLK-59-W-15_01 | Clover Run | WVLKW-15-L
2016 | WV-OLK-59-W | WV-OLK-59-W_05 | Henry Fork | WVLKW-15 | 2034 | WV-OLK-59-W | WV-OLK-59-W_04 | Henry Fork | WVLKW-15
2016 | WV-OLK-59-W | WV-OLK-59-W_05 | Henry Fork | WVLKW-15 | 2035 | WV-OLK-59-W-17 | WV-OLK-59-W-17_01 | Rush Run | WVLKW-15-M
2016 | WV-OLK-59-W | WV-OLK-59-W_05 | Henry Fork | WVLKW-15 | 2036 | WV-OLK-59-W-17 | WV-OLK-59-W-17_01 | Rush Run | WVLKW-15-M
2016 | WV-OLK-59-W | WV-OLK-59-W_05 | Henry Fork | WVLKW-15 | 2037 | WV-OLK-59-W | WV-OLK-59-W_03 | Henry Fork | WVLKW-15
2016 | WV-OLK-59-W | WV-OLK-59-W_05 | Henry Fork | WVLKW-15 | 2038 | WV-OLK-59-W-22 | WV-OLK-59-W-22_01 | Hayes Run | WVLKW-15-O
2016 | WV-OLK-59-W | WV-OLK-59-W_05 | Henry Fork | WVLKW-15 | 2039 | WV-OLK-59-W | WV-OLK-59-W_03 | Henry Fork | WVLKW-15
2016 | WV-OLK-59-W | WV-OLK-59-W_05 | Henry Fork | WVLKW-15 | 2040 | WV-OLK-59-W-26 | WV-OLK-59-W-26_01 | Canoe Run | WVLKW-15-R
2016 | WV-OLK-59-W | WV-OLK-59-W_05 | Henry Fork | WVLKW-15 | 2041 | WV-OLK-59-W | WV-OLK-59-W_02 | Henry Fork | WVLKW-15
2016 | WV-OLK-59-W | WV-OLK-59-W_05 | Henry Fork | WVLKW-15 | 2042 | WV-OLK-59-W-29 | WV-OLK-59-W-29_01 | Sycamore Fork | WVLKW-15-T
2016 | WV-OLK-59-W | WV-OLK-59-W_05 | Henry Fork | WVLKW-15 | 2043 | WV-OLK-59-W | WV-OLK-59-W_01 | Henry Fork | WVLKW-15
2017 | WV-OLK-59-W-8 | WV-OLK-59-W-8_01 | Laurel Run | WVLKW-15-F | 2017 | WV-OLK-59-W-8 | WV-OLK-59-W-8_01 | Laurel Run | WVLKW-15-F
2023 | WV-OLK-59-W-12 | WV-OLK-59-W-12_03 | Beech Fork | WVLKW-15-I | 2023 | WV-OLK-59-W-12 | WV-OLK-59-W-12_03 | Beech Fork | WVLKW-15-I
2023 | WV-OLK-59-W-12 | WV-OLK-59-W-12_03 | Beech Fork | WVLKW-15-I | 2024 | WV-OLK-59-W-12-F | WV-OLK-59-W-12-F_01 | Road Run | WVLKW-15-I-3
2023 | WV-OLK-59-W-12 | WV-OLK-59-W-12_03 | Beech Fork | WVLKW-15-I | 2025 | WV-OLK-59-W-12 | WV-OLK-59-W-12_03 | Beech Fork | WVLKW-15-I
2023 | WV-OLK-59-W-12 | WV-OLK-59-W-12_03 | Beech Fork | WVLKW-15-I | 2026 | WV-OLK-59-W-12-Q | WV-OLK-59-W-12-Q_01 | Fink Run | WVLKW-15-I-7
2023 | WV-OLK-59-W-12 | WV-OLK-59-W-12_03 | Beech Fork | WVLKW-15-I | 2027 | WV-OLK-59-W-12 | WV-OLK-59-W-12_02 | Beech Fork | WVLKW-15-I
2023 | WV-OLK-59-W-12 | WV-OLK-59-W-12_03 | Beech Fork | WVLKW-15-I | 2028 | WV-OLK-59-W-12-T | WV-OLK-59-W-12-T_01 | Sang Run | WVLKW-15-I-9
2023 | WV-OLK-59-W-12 | WV-OLK-59-W-12_03 | Beech Fork | WVLKW-15-I | 2029 | WV-OLK-59-W-12 | WV-OLK-59-W-12_01 | Beech Fork | WVLKW-15-I
2028 | WV-OLK-59-W-12-T | WV-OLK-59-W-12-T_01 | Sang Run | WVLKW-15-I-9 | 2028 | WV-OLK-59-W-12-T | WV-OLK-59-W-12-T_01 | Sang Run | WVLKW-15-I-9
2032 | WV-OLK-59-W-15-H | WV-OLK-59-W-15-H_01 | Chambers Fork | WVLKW-15-L-3 | 2032 | WV-OLK-59-W-15-H | WV-OLK-59-W-15-H_01 | Chambers Fork | WVLKW-15-L-3
2041 | WV-OLK-59-W | WV-OLK-59-W_02 | Henry Fork | WVLKW-15 | 2041 | WV-OLK-59-W | WV-OLK-59-W_02 | Henry Fork | WVLKW-15
2041 | WV-OLK-59-W | WV-OLK-59-W_02 | Henry Fork | WVLKW-15 | 2042 | WV-OLK-59-W-29 | WV-OLK-59-W-29_01 | Sycamore Fork | WVLKW-15-T
2041 | WV-OLK-59-W | WV-OLK-59-W_02 | Henry Fork | WVLKW-15 | 2043 | WV-OLK-59-W | WV-OLK-59-W_01 | Henry Fork | WVLKW-15
2044 | WV-OLK-59 | WV-OLK-59_06 | West Fork/Little Kanawha River | WVLKW | 2044 | WV-OLK-59 | WV-OLK-59_06 | West Fork/Little Kanawha River | WVLKW
2044 | WV-OLK-59 | WV-OLK-59_06 | West Fork/Little Kanawha River | WVLKW | 2045 | WV-OLK-59-Z | WV-OLK-59-Z_01 | Barnes Run | WVLKW-16
2044 | WV-OLK-59 | WV-OLK-59_06 | West Fork/Little Kanawha River | WVLKW | 2046 | WV-OLK-59-Z-2 | WV-OLK-59-Z-2_01 | Left Fork/Barnes Run | WVLKW-16-A
2044 | WV-OLK-59 | WV-OLK-59_06 | West Fork/Little Kanawha River | WVLKW | 2047 | WV-OLK-59-Z | WV-OLK-59-Z_01 | Barnes Run | WVLKW-16
2044 | WV-OLK-59 | WV-OLK-59_06 | West Fork/Little Kanawha River | WVLKW | 2048 | WV-OLK-59 | WV-OLK-59_06 | West Fork/Little Kanawha River | WVLKW
2044 | WV-OLK-59 | WV-OLK-59_06 | West Fork/Little Kanawha River | WVLKW | 2049 | WV-OLK-59-AF | WV-OLK-59-AF_01 | Jesse Run | WVLKW-17
2044 | WV-OLK-59 | WV-OLK-59_06 | West Fork/Little Kanawha River | WVLKW | 2050 | WV-OLK-59 | WV-OLK-59_06 | West Fork/Little Kanawha River | WVLKW
2044 | WV-OLK-59 | WV-OLK-59_06 | West Fork/Little Kanawha River | WVLKW | 2051 | WV-OLK-59-AL | WV-OLK-59-AL_01 | Daniels Run | WVLKW-21
2044 | WV-OLK-59 | WV-OLK-59_06 | West Fork/Little Kanawha River | WVLKW | 2052 | WV-OLK-59-AL-1 | WV-OLK-59-AL-1_01 | Right Fork/Daniels Run | WVLKW-21-A
2044 | WV-OLK-59 | WV-OLK-59_06 | West Fork/Little Kanawha River | WVLKW | 2053 | WV-OLK-59-AL-2 | WV-OLK-59-AL-2_01 | Left Fork/Daniels Run | WVLKW-21-B
2044 | WV-OLK-59 | WV-OLK-59_06 | West Fork/Little Kanawha River | WVLKW | 2054 | WV-OLK-59 | WV-OLK-59_05 | West Fork/Little Kanawha River | WVLKW
2044 | WV-OLK-59 | WV-OLK-59_06 | West Fork/Little Kanawha River | WVLKW | 2055 | WV-OLK-59-AS | WV-OLK-59-AS_01 | Mushroom Run | WVLKW-23.5
2044 | WV-OLK-59 | WV-OLK-59_06 | West Fork/Little Kanawha River | WVLKW | 2056 | WV-OLK-59 | WV-OLK-59_05 | West Fork/Little Kanawha River | WVLKW
2044 | WV-OLK-59 | WV-OLK-59_06 | West Fork/Little Kanawha River | WVLKW | 2057 | WV-OLK-59-AX | WV-OLK-59-AX_01 | Millstone Creek | WVLKW-27
2044 | WV-OLK-59 | WV-OLK-59_06 | West Fork/Little Kanawha River | WVLKW | 2058 | WV-OLK-59 | WV-OLK-59_05 | West Fork/Little Kanawha River | WVLKW
2044 | WV-OLK-59 | WV-OLK-59_06 | West Fork/Little Kanawha River | WVLKW | 2059 | WV-OLK-59-BB | WV-OLK-59-BB_01 | Crummis Creek | WVLKW-28
2044 | WV-OLK-59 | WV-OLK-59_06 | West Fork/Little Kanawha River | WVLKW | 2060 | WV-OLK-59-BB-2 | WV-OLK-59-BB-2_01 | Right Fork/Crummis Creek | WVLKW-28-A
2044 | WV-OLK-59 | WV-OLK-59_06 | West Fork/Little Kanawha River | WVLKW | 2061 | WV-OLK-59-BB | WV-OLK-59-BB_01 | Crummis Creek | WVLKW-28
2044 | WV-OLK-59 | WV-OLK-59_06 | West Fork/Little Kanawha River | WVLKW | 2062 | WV-OLK-59 | WV-OLK-59_05 | West Fork/Little Kanawha River | WVLKW
2044 | WV-OLK-59 | WV-OLK-59_06 | West Fork/Little Kanawha River | WVLKW | 2063 | WV-OLK-59-BH | WV-OLK-59-BH_03 | Left Fork/West Fork/Little Kanawha River | WVLKW-31
2044 | WV-OLK-59 | WV-OLK-59_06 | West Fork/Little Kanawha River | WVLKW | 2064 | WV-OLK-59-BH-5 | WV-OLK-59-BH-5_01 | Bear Run | WVLKW-31-C
2044 | WV-OLK-59 | WV-OLK-59_06 | West Fork/Little Kanawha River | WVLKW | 2065 | WV-OLK-59-BH | WV-OLK-59-BH_03 | Left Fork/West Fork/Little Kanawha River | WVLKW-31
2044 | WV-OLK-59 | WV-OLK-59_06 | West Fork/Little Kanawha River | WVLKW | 2066 | WV-OLK-59-BH-11 | WV-OLK-59-BH-11_01 | Frozen Run | WVLKW-31-E
2044 | WV-OLK-59 | WV-OLK-59_06 | West Fork/Little Kanawha River | WVLKW | 2067 | WV-OLK-59-BH | WV-OLK-59-BH_03 | Left Fork/West Fork/Little Kanawha River | WVLKW-31
2044 | WV-OLK-59 | WV-OLK-59_06 | West Fork/Little Kanawha River | WVLKW | 2068 | WV-OLK-59-BH-14 | WV-OLK-59-BH-14_01 | Nicut Run | WVLKW-31-G
2044 | WV-OLK-59 | WV-OLK-59_06 | West Fork/Little Kanawha River | WVLKW | 2069 | WV-OLK-59-BH | WV-OLK-59-BH_01 | Left Fork/West Fork/Little Kanawha River | WVLKW-31
2044 | WV-OLK-59 | WV-OLK-59_06 | West Fork/Little Kanawha River | WVLKW | 2070 | WV-OLK-59-BH | WV-OLK-59-BH_01 | Left Fork/West Fork/Little Kanawha River | WVLKW-31
2044 | WV-OLK-59 | WV-OLK-59_06 | West Fork/Little Kanawha River | WVLKW | 2071 | WV-OLK-59 | WV-OLK-59_04 | West Fork/Little Kanawha River | WVLKW
2044 | WV-OLK-59 | WV-OLK-59_06 | West Fork/Little Kanawha River | WVLKW | 2072 | WV-OLK-59-BO | WV-OLK-59-BO_01 | Meadow Run | WVLKW-35
2044 | WV-OLK-59 | WV-OLK-59_06 | West Fork/Little Kanawha River | WVLKW | 2073 | WV-OLK-59 | WV-OLK-59_04 | West Fork/Little Kanawha River | WVLKW
2044 | WV-OLK-59 | WV-OLK-59_06 | West Fork/Little Kanawha River | WVLKW | 2074 | WV-OLK-59-BS | WV-OLK-59-BS_01 | Big White Oak Run | WVLKW-38
2044 | WV-OLK-59 | WV-OLK-59_06 | West Fork/Little Kanawha River | WVLKW | 2075 | WV-OLK-59 | WV-OLK-59_02 | West Fork/Little Kanawha River | WVLKW
2044 | WV-OLK-59 | WV-OLK-59_06 | West Fork/Little Kanawha River | WVLKW | 2076 | WV-OLK-59-BT | WV-OLK-59-BT_01 | Walnut Fork | WVLKW-39
2044 | WV-OLK-59 | WV-OLK-59_06 | West Fork/Little Kanawha River | WVLKW | 2077 | WV-OLK-59 | WV-OLK-59_02 | West Fork/Little Kanawha River | WVLKW
2044 | WV-OLK-59 | WV-OLK-59_06 | West Fork/Little Kanawha River | WVLKW | 2078 | WV-OLK-59-BU | WV-OLK-59-BU_01 | Walker Creek | WVLKW-40
2044 | WV-OLK-59 | WV-OLK-59_06 | West Fork/Little Kanawha River | WVLKW | 2079 | WV-OLK-59 | WV-OLK-59_02 | West Fork/Little Kanawha River | WVLKW
2044 | WV-OLK-59 | WV-OLK-59_06 | West Fork/Little Kanawha River | WVLKW | 2080 | WV-OLK-59-BW | WV-OLK-59-BW_01 | Stinson Creek | WVLKW-41
2044 | WV-OLK-59 | WV-OLK-59_06 | West Fork/Little Kanawha River | WVLKW | 2081 | WV-OLK-59 | WV-OLK-59_01 | West Fork/Little Kanawha River | WVLKW
2054 | WV-OLK-59 | WV-OLK-59_05 | West Fork/Little Kanawha River | WVLKW | 2054 | WV-OLK-59 | WV-OLK-59_05 | West Fork/Little Kanawha River | WVLKW
2054 | WV-OLK-59 | WV-OLK-59_05 | West Fork/Little Kanawha River | WVLKW | 2055 | WV-OLK-59-AS | WV-OLK-59-AS_01 | Mushroom Run | WVLKW-23.5
2054 | WV-OLK-59 | WV-OLK-59_05 | West Fork/Little Kanawha River | WVLKW | 2056 | WV-OLK-59 | WV-OLK-59_05 | West Fork/Little Kanawha River | WVLKW
2054 | WV-OLK-59 | WV-OLK-59_05 | West Fork/Little Kanawha River | WVLKW | 2057 | WV-OLK-59-AX | WV-OLK-59-AX_01 | Millstone Creek | WVLKW-27
2054 | WV-OLK-59 | WV-OLK-59_05 | West Fork/Little Kanawha River | WVLKW | 2058 | WV-OLK-59 | WV-OLK-59_05 | West Fork/Little Kanawha River | WVLKW
2054 | WV-OLK-59 | WV-OLK-59_05 | West Fork/Little Kanawha River | WVLKW | 2059 | WV-OLK-59-BB | WV-OLK-59-BB_01 | Crummis Creek | WVLKW-28
2054 | WV-OLK-59 | WV-OLK-59_05 | West Fork/Little Kanawha River | WVLKW | 2060 | WV-OLK-59-BB-2 | WV-OLK-59-BB-2_01 | Right Fork/Crummis Creek | WVLKW-28-A
2054 | WV-OLK-59 | WV-OLK-59_05 | West Fork/Little Kanawha River | WVLKW | 2061 | WV-OLK-59-BB | WV-OLK-59-BB_01 | Crummis Creek | WVLKW-28
2054 | WV-OLK-59 | WV-OLK-59_05 | West Fork/Little Kanawha River | WVLKW | 2062 | WV-OLK-59 | WV-OLK-59_05 | West Fork/Little Kanawha River | WVLKW
2054 | WV-OLK-59 | WV-OLK-59_05 | West Fork/Little Kanawha River | WVLKW | 2063 | WV-OLK-59-BH | WV-OLK-59-BH_03 | Left Fork/West Fork/Little Kanawha River | WVLKW-31
2054 | WV-OLK-59 | WV-OLK-59_05 | West Fork/Little Kanawha River | WVLKW | 2064 | WV-OLK-59-BH-5 | WV-OLK-59-BH-5_01 | Bear Run | WVLKW-31-C
2054 | WV-OLK-59 | WV-OLK-59_05 | West Fork/Little Kanawha River | WVLKW | 2065 | WV-OLK-59-BH | WV-OLK-59-BH_03 | Left Fork/West Fork/Little Kanawha River | WVLKW-31
2054 | WV-OLK-59 | WV-OLK-59_05 | West Fork/Little Kanawha River | WVLKW | 2066 | WV-OLK-59-BH-11 | WV-OLK-59-BH-11_01 | Frozen Run | WVLKW-31-E
2054 | WV-OLK-59 | WV-OLK-59_05 | West Fork/Little Kanawha River | WVLKW | 2067 | WV-OLK-59-BH | WV-OLK-59-BH_03 | Left Fork/West Fork/Little Kanawha River | WVLKW-31
2054 | WV-OLK-59 | WV-OLK-59_05 | West Fork/Little Kanawha River | WVLKW | 2068 | WV-OLK-59-BH-14 | WV-OLK-59-BH-14_01 | Nicut Run | WVLKW-31-G
2054 | WV-OLK-59 | WV-OLK-59_05 | West Fork/Little Kanawha River | WVLKW | 2069 | WV-OLK-59-BH | WV-OLK-59-BH_01 | Left Fork/West Fork/Little Kanawha River | WVLKW-31
2054 | WV-OLK-59 | WV-OLK-59_05 | West Fork/Little Kanawha River | WVLKW | 2070 | WV-OLK-59-BH | WV-OLK-59-BH_01 | Left Fork/West Fork/Little Kanawha River | WVLKW-31
2054 | WV-OLK-59 | WV-OLK-59_05 | West Fork/Little Kanawha River | WVLKW | 2071 | WV-OLK-59 | WV-OLK-59_04 | West Fork/Little Kanawha River | WVLKW
2054 | WV-OLK-59 | WV-OLK-59_05 | West Fork/Little Kanawha River | WVLKW | 2072 | WV-OLK-59-BO | WV-OLK-59-BO_01 | Meadow Run | WVLKW-35
2054 | WV-OLK-59 | WV-OLK-59_05 | West Fork/Little Kanawha River | WVLKW | 2073 | WV-OLK-59 | WV-OLK-59_04 | West Fork/Little Kanawha River | WVLKW
2054 | WV-OLK-59 | WV-OLK-59_05 | West Fork/Little Kanawha River | WVLKW | 2074 | WV-OLK-59-BS | WV-OLK-59-BS_01 | Big White Oak Run | WVLKW-38
2054 | WV-OLK-59 | WV-OLK-59_05 | West Fork/Little Kanawha River | WVLKW | 2075 | WV-OLK-59 | WV-OLK-59_02 | West Fork/Little Kanawha River | WVLKW
2054 | WV-OLK-59 | WV-OLK-59_05 | West Fork/Little Kanawha River | WVLKW | 2076 | WV-OLK-59-BT | WV-OLK-59-BT_01 | Walnut Fork | WVLKW-39
2054 | WV-OLK-59 | WV-OLK-59_05 | West Fork/Little Kanawha River | WVLKW | 2077 | WV-OLK-59 | WV-OLK-59_02 | West Fork/Little Kanawha River | WVLKW
2054 | WV-OLK-59 | WV-OLK-59_05 | West Fork/Little Kanawha River | WVLKW | 2078 | WV-OLK-59-BU | WV-OLK-59-BU_01 | Walker Creek | WVLKW-40
2054 | WV-OLK-59 | WV-OLK-59_05 | West Fork/Little Kanawha River | WVLKW | 2079 | WV-OLK-59 | WV-OLK-59_02 | West Fork/Little Kanawha River | WVLKW
2054 | WV-OLK-59 | WV-OLK-59_05 | West Fork/Little Kanawha River | WVLKW | 2080 | WV-OLK-59-BW | WV-OLK-59-BW_01 | Stinson Creek | WVLKW-41
2054 | WV-OLK-59 | WV-OLK-59_05 | West Fork/Little Kanawha River | WVLKW | 2081 | WV-OLK-59 | WV-OLK-59_01 | West Fork/Little Kanawha River | WVLKW
2063 | WV-OLK-59-BH | WV-OLK-59-BH_03 | Left Fork/West Fork/Little Kanawha River | WVLKW-31 | 2063 | WV-OLK-59-BH | WV-OLK-59-BH_03 | Left Fork/West Fork/Little Kanawha River | WVLKW-31
2063 | WV-OLK-59-BH | WV-OLK-59-BH_03 | Left Fork/West Fork/Little Kanawha River | WVLKW-31 | 2064 | WV-OLK-59-BH-5 | WV-OLK-59-BH-5_01 | Bear Run | WVLKW-31-C
2063 | WV-OLK-59-BH | WV-OLK-59-BH_03 | Left Fork/West Fork/Little Kanawha River | WVLKW-31 | 2065 | WV-OLK-59-BH | WV-OLK-59-BH_03 | Left Fork/West Fork/Little Kanawha River | WVLKW-31
2063 | WV-OLK-59-BH | WV-OLK-59-BH_03 | Left Fork/West Fork/Little Kanawha River | WVLKW-31 | 2066 | WV-OLK-59-BH-11 | WV-OLK-59-BH-11_01 | Frozen Run | WVLKW-31-E
2063 | WV-OLK-59-BH | WV-OLK-59-BH_03 | Left Fork/West Fork/Little Kanawha River | WVLKW-31 | 2067 | WV-OLK-59-BH | WV-OLK-59-BH_03 | Left Fork/West Fork/Little Kanawha River | WVLKW-31
2063 | WV-OLK-59-BH | WV-OLK-59-BH_03 | Left Fork/West Fork/Little Kanawha River | WVLKW-31 | 2068 | WV-OLK-59-BH-14 | WV-OLK-59-BH-14_01 | Nicut Run | WVLKW-31-G
2063 | WV-OLK-59-BH | WV-OLK-59-BH_03 | Left Fork/West Fork/Little Kanawha River | WVLKW-31 | 2069 | WV-OLK-59-BH | WV-OLK-59-BH_01 | Left Fork/West Fork/Little Kanawha River | WVLKW-31
2063 | WV-OLK-59-BH | WV-OLK-59-BH_03 | Left Fork/West Fork/Little Kanawha River | WVLKW-31 | 2070 | WV-OLK-59-BH | WV-OLK-59-BH_01 | Left Fork/West Fork/Little Kanawha River | WVLKW-31
2069 | WV-OLK-59-BH | WV-OLK-59-BH_01 | Left Fork/West Fork/Little Kanawha River | WVLKW-31 | 2069 | WV-OLK-59-BH | WV-OLK-59-BH_01 | Left Fork/West Fork/Little Kanawha River | WVLKW-31
2069 | WV-OLK-59-BH | WV-OLK-59-BH_01 | Left Fork/West Fork/Little Kanawha River | WVLKW-31 | 2070 | WV-OLK-59-BH | WV-OLK-59-BH_01 | Left Fork/West Fork/Little Kanawha River | WVLKW-31
2071 | WV-OLK-59 | WV-OLK-59_04 | West Fork/Little Kanawha River | WVLKW | 2071 | WV-OLK-59 | WV-OLK-59_04 | West Fork/Little Kanawha River | WVLKW
2071 | WV-OLK-59 | WV-OLK-59_04 | West Fork/Little Kanawha River | WVLKW | 2072 | WV-OLK-59-BO | WV-OLK-59-BO_01 | Meadow Run | WVLKW-35
2071 | WV-OLK-59 | WV-OLK-59_04 | West Fork/Little Kanawha River | WVLKW | 2073 | WV-OLK-59 | WV-OLK-59_04 | West Fork/Little Kanawha River | WVLKW
2071 | WV-OLK-59 | WV-OLK-59_04 | West Fork/Little Kanawha River | WVLKW | 2074 | WV-OLK-59-BS | WV-OLK-59-BS_01 | Big White Oak Run | WVLKW-38
2071 | WV-OLK-59 | WV-OLK-59_04 | West Fork/Little Kanawha River | WVLKW | 2075 | WV-OLK-59 | WV-OLK-59_02 | West Fork/Little Kanawha River | WVLKW
2071 | WV-OLK-59 | WV-OLK-59_04 | West Fork/Little Kanawha River | WVLKW | 2076 | WV-OLK-59-BT | WV-OLK-59-BT_01 | Walnut Fork | WVLKW-39
2071 | WV-OLK-59 | WV-OLK-59_04 | West Fork/Little Kanawha River | WVLKW | 2077 | WV-OLK-59 | WV-OLK-59_02 | West Fork/Little Kanawha River | WVLKW
2071 | WV-OLK-59 | WV-OLK-59_04 | West Fork/Little Kanawha River | WVLKW | 2078 | WV-OLK-59-BU | WV-OLK-59-BU_01 | Walker Creek | WVLKW-40
2071 | WV-OLK-59 | WV-OLK-59_04 | West Fork/Little Kanawha River | WVLKW | 2079 | WV-OLK-59 | WV-OLK-59_02 | West Fork/Little Kanawha River | WVLKW
2071 | WV-OLK-59 | WV-OLK-59_04 | West Fork/Little Kanawha River | WVLKW | 2080 | WV-OLK-59-BW | WV-OLK-59-BW_01 | Stinson Creek | WVLKW-41
2071 | WV-OLK-59 | WV-OLK-59_04 | West Fork/Little Kanawha River | WVLKW | 2081 | WV-OLK-59 | WV-OLK-59_01 | West Fork/Little Kanawha River | WVLKW
2075 | WV-OLK-59 | WV-OLK-59_02 | West Fork/Little Kanawha River | WVLKW | 2075 | WV-OLK-59 | WV-OLK-59_02 | West Fork/Little Kanawha River | WVLKW
2075 | WV-OLK-59 | WV-OLK-59_02 | West Fork/Little Kanawha River | WVLKW | 2076 | WV-OLK-59-BT | WV-OLK-59-BT_01 | Walnut Fork | WVLKW-39
2075 | WV-OLK-59 | WV-OLK-59_02 | West Fork/Little Kanawha River | WVLKW | 2077 | WV-OLK-59 | WV-OLK-59_02 | West Fork/Little Kanawha River | WVLKW
2075 | WV-OLK-59 | WV-OLK-59_02 | West Fork/Little Kanawha River | WVLKW | 2078 | WV-OLK-59-BU | WV-OLK-59-BU_01 | Walker Creek | WVLKW-40
2075 | WV-OLK-59 | WV-OLK-59_02 | West Fork/Little Kanawha River | WVLKW | 2079 | WV-OLK-59 | WV-OLK-59_02 | West Fork/Little Kanawha River | WVLKW
2075 | WV-OLK-59 | WV-OLK-59_02 | West Fork/Little Kanawha River | WVLKW | 2080 | WV-OLK-59-BW | WV-OLK-59-BW_01 | Stinson Creek | WVLKW-41
2075 | WV-OLK-59 | WV-OLK-59_02 | West Fork/Little Kanawha River | WVLKW | 2081 | WV-OLK-59 | WV-OLK-59_01 | West Fork/Little Kanawha River | WVLKW
2082 | WV-OLK | WV-OLK_11 | Little Kanawha River | WVLK | 2082 | WV-OLK | WV-OLK_11 | Little Kanawha River | WVLK
2082 | WV-OLK | WV-OLK_11 | Little Kanawha River | WVLK | 2083 | WV-OLK-65 | WV-OLK-65_01 | Two Run | WVLK-36
2082 | WV-OLK | WV-OLK_11 | Little Kanawha River | WVLK | 2084 | WV-OLK | WV-OLK_11 | Little Kanawha River | WVLK
2082 | WV-OLK | WV-OLK_11 | Little Kanawha River | WVLK | 2085 | WV-OLK-66 | WV-OLK-66_01 | Rock Run | WVLK-37
2082 | WV-OLK | WV-OLK_11 | Little Kanawha River | WVLK | 2086 | WV-OLK | WV-OLK_11 | Little Kanawha River | WVLK
2082 | WV-OLK | WV-OLK_11 | Little Kanawha River | WVLK | 2087 | WV-OLK-69 | WV-OLK-69_02 | Straight Creek | WVLK-39
2082 | WV-OLK | WV-OLK_11 | Little Kanawha River | WVLK | 2088 | WV-OLK-69-J | WV-OLK-69-J_01 | Left Fork/Straight Creek | WVLK-39-A
2082 | WV-OLK | WV-OLK_11 | Little Kanawha River | WVLK | 2089 | WV-OLK-69 | WV-OLK-69_01 | Straight Creek | WVLK-39
2082 | WV-OLK | WV-OLK_11 | Little Kanawha River | WVLK | 2090 | WV-OLK | WV-OLK_11 | Little Kanawha River | WVLK
2082 | WV-OLK | WV-OLK_11 | Little Kanawha River | WVLK | 2091 | WV-OLK-72 | WV-OLK-72_02 | Leading Creek | WVLK-40
2082 | WV-OLK | WV-OLK_11 | Little Kanawha River | WVLK | 2092 | WV-OLK-72-E | WV-OLK-72-E_01 | Bell Run | WVLK-40-B
2082 | WV-OLK | WV-OLK_11 | Little Kanawha River | WVLK | 2093 | WV-OLK-72 | WV-OLK-72_02 | Leading Creek | WVLK-40
2082 | WV-OLK | WV-OLK_11 | Little Kanawha River | WVLK | 2094 | WV-OLK-72 | WV-OLK-72_02 | Leading Creek | WVLK-40
2082 | WV-OLK | WV-OLK_11 | Little Kanawha River | WVLK | 2095 | WV-OLK-72-M | WV-OLK-72-M_01 | Cole Run | WVLK-40-F
2082 | WV-OLK | WV-OLK_11 | Little Kanawha River | WVLK | 2096 | WV-OLK-72 | WV-OLK-72_01 | Leading Creek | WVLK-40
2082 | WV-OLK | WV-OLK_11 | Little Kanawha River | WVLK | 2097 | WV-OLK | WV-OLK_11 | Little Kanawha River | WVLK
2082 | WV-OLK | WV-OLK_11 | Little Kanawha River | WVLK | 2098 | WV-OLK-76 | WV-OLK-76_01 | Annamoriah Run | WVLK-42
2082 | WV-OLK | WV-OLK_11 | Little Kanawha River | WVLK | 2099 | WV-OLK | WV-OLK_11 | Little Kanawha River | WVLK
2082 | WV-OLK | WV-OLK_11 | Little Kanawha River | WVLK | 2100 | WV-OLK-79 | WV-OLK-79_02 | Yellow Creek | WVLK-45
2082 | WV-OLK | WV-OLK_11 | Little Kanawha River | WVLK | 2101 | WV-OLK-79 | WV-OLK-79_01 | Yellow Creek | WVLK-45
2082 | WV-OLK | WV-OLK_11 | Little Kanawha River | WVLK | 2102 | WV-OLK-79-S | WV-OLK-79-S_01 | Back Fork | WVLK-45-L
2082 | WV-OLK | WV-OLK_11 | Little Kanawha River | WVLK | 2103 | WV-OLK-79-S-3 | WV-OLK-79-S-3_01 | UNT/Back Fork RM 0.71 | WVLK-45-L-3
2082 | WV-OLK | WV-OLK_11 | Little Kanawha River | WVLK | 2104 | WV-OLK-79-S | WV-OLK-79-S_01 | Back Fork | WVLK-45-L
2082 | WV-OLK | WV-OLK_11 | Little Kanawha River | WVLK | 2105 | WV-OLK-79 | WV-OLK-79_01 | Yellow Creek | WVLK-45
2082 | WV-OLK | WV-OLK_11 | Little Kanawha River | WVLK | 2106 | WV-OLK | WV-OLK_11 | Little Kanawha River | WVLK
2082 | WV-OLK | WV-OLK_11 | Little Kanawha River | WVLK | 2107 | WV-OLK-81 | WV-OLK-81_01 | Big Root Run | WVLK-46
2082 | WV-OLK | WV-OLK_11 | Little Kanawha River | WVLK | 2108 | WV-OLK | WV-OLK_11 | Little Kanawha River | WVLK
2082 | WV-OLK | WV-OLK_11 | Little Kanawha River | WVLK | 2109 | WV-OLK-85 | WV-OLK-85_01 | Bee Run | WVLK-49
2082 | WV-OLK | WV-OLK_11 | Little Kanawha River | WVLK | 2110 | WV-OLK | WV-OLK_11 | Little Kanawha River | WVLK
2082 | WV-OLK | WV-OLK_11 | Little Kanawha River | WVLK | 2111 | WV-OLK-92 | WV-OLK-92_01 | Pine Creek | WVLK-53
2082 | WV-OLK | WV-OLK_11 | Little Kanawha River | WVLK | 2112 | WV-OLK-92-L | WV-OLK-92-L_01 | Right Fork/Pine Creek | WVLK-53-B
2082 | WV-OLK | WV-OLK_11 | Little Kanawha River | WVLK | 2113 | WV-OLK-92 | WV-OLK-92_01 | Pine Creek | WVLK-53
2082 | WV-OLK | WV-OLK_11 | Little Kanawha River | WVLK | 2114 | WV-OLK | WV-OLK_11 | Little Kanawha River | WVLK
2082 | WV-OLK | WV-OLK_11 | Little Kanawha River | WVLK | 2115 | WV-OLK-98 | WV-OLK-98_01 | Philip Run | WVLK-56
2082 | WV-OLK | WV-OLK_11 | Little Kanawha River | WVLK | 2116 | WV-OLK | WV-OLK_11 | Little Kanawha River | WVLK
2082 | WV-OLK | WV-OLK_11 | Little Kanawha River | WVLK | 2117 | WV-OLK-100 | WV-OLK-100_01 | Bull River | WVLK-57
2082 | WV-OLK | WV-OLK_11 | Little Kanawha River | WVLK | 2118 | WV-OLK | WV-OLK_11 | Little Kanawha River | WVLK
2082 | WV-OLK | WV-OLK_11 | Little Kanawha River | WVLK | 3001 | WV-OLK-109 | WV-OLK-109_07 | Steer Creek | WVLKS
2082 | WV-OLK | WV-OLK_11 | Little Kanawha River | WVLK | 3002 | WV-OLK-109-A | WV-OLK-109-A_02 | Sycamore Creek | WVLKS-1
2082 | WV-OLK | WV-OLK_11 | Little Kanawha River | WVLK | 3003 | WV-OLK-109-A-4 | WV-OLK-109-A-4_01 | Left Fork/Sycamore Creek | WVLKS-1-D
2082 | WV-OLK | WV-OLK_11 | Little Kanawha River | WVLK | 3004 | WV-OLK-109-A | WV-OLK-109-A_01 | Sycamore Creek | WVLKS-1
2082 | WV-OLK | WV-OLK_11 | Little Kanawha River | WVLK | 3005 | WV-OLK-109-A | WV-OLK-109-A_01 | Sycamore Creek | WVLKS-1
2082 | WV-OLK | WV-OLK_11 | Little Kanawha River | WVLK | 3006 | WV-OLK-109 | WV-OLK-109_07 | Steer Creek | WVLKS
2082 | WV-OLK | WV-OLK_11 | Little Kanawha River | WVLK | 3007 | WV-OLK-109-D | WV-OLK-109-D_01 | Laurel Run | WVLKS-3
2082 | WV-OLK | WV-OLK_11 | Little Kanawha River | WVLK | 3008 | WV-OLK-109 | WV-OLK-109_07 | Steer Creek | WVLKS
2082 | WV-OLK | WV-OLK_11 | Little Kanawha River | WVLK | 3009 | WV-OLK-109-F | WV-OLK-109-F_01 | Rush Run | WVLKS-4
2082 | WV-OLK | WV-OLK_11 | Little Kanawha River | WVLK | 3010 | WV-OLK-109 | WV-OLK-109_07 | Steer Creek | WVLKS
2082 | WV-OLK | WV-OLK_11 | Little Kanawha River | WVLK | 3011 | WV-OLK-109-P | WV-OLK-109-P_03 | Bear Fork | WVLKS-8
2082 | WV-OLK | WV-OLK_11 | Little Kanawha River | WVLK | 3012 | WV-OLK-109-P-1 | WV-OLK-109-P-1_01 | Little Bear Fork | WVLKS-8-A
2082 | WV-OLK | WV-OLK_11 | Little Kanawha River | WVLK | 3013 | WV-OLK-109-P | WV-OLK-109-P_03 | Bear Fork | WVLKS-8
2082 | WV-OLK | WV-OLK_11 | Little Kanawha River | WVLK | 3014 | WV-OLK-109-P-8 | WV-OLK-109-P-8_01 | Trace Fork | WVLKS-8-E
2082 | WV-OLK | WV-OLK_11 | Little Kanawha River | WVLK | 3015 | WV-OLK-109-P | WV-OLK-109-P_01 | Bear Fork | WVLKS-8
2082 | WV-OLK | WV-OLK_11 | Little Kanawha River | WVLK | 3016 | WV-OLK-109-P-10 | WV-OLK-109-P-10_01 | Standingstone Run | WVLKS-8-F
2082 | WV-OLK | WV-OLK_11 | Little Kanawha River | WVLK | 3017 | WV-OLK-109-P | WV-OLK-109-P_01 | Bear Fork | WVLKS-8
2082 | WV-OLK | WV-OLK_11 | Little Kanawha River | WVLK | 3018 | WV-OLK-109 | WV-OLK-109_07 | Steer Creek | WVLKS
2082 | WV-OLK | WV-OLK_11 | Little Kanawha River | WVLK | 3019 | WV-OLK-109-Q | WV-OLK-109-Q_06 | Right Fork/Steer Creek | WVLKS-9
2082 | WV-OLK | WV-OLK_11 | Little Kanawha River | WVLK | 3020 | WV-OLK-109-Q-7 | WV-OLK-109-Q-7_02 | Crooked Fork | WVLKS-9-B
2082 | WV-OLK | WV-OLK_11 | Little Kanawha River | WVLK | 3021 | WV-OLK-109-Q-7-I | WV-OLK-109-Q-7-I_01 | Cub Run | WVLKS-9-B-5
2082 | WV-OLK | WV-OLK_11 | Little Kanawha River | WVLK | 3022 | WV-OLK-109-Q-7 | WV-OLK-109-Q-7_01 | Crooked Fork | WVLKS-9-B
2082 | WV-OLK | WV-OLK_11 | Little Kanawha River | WVLK | 3023 | WV-OLK-109-Q | WV-OLK-109-Q_05 | Right Fork/Steer Creek | WVLKS-9
2082 | WV-OLK | WV-OLK_11 | Little Kanawha River | WVLK | 3024 | WV-OLK-109-Q-11 | WV-OLK-109-Q-11_01 | Tanner Fork | WVLKS-9-D
2082 | WV-OLK | WV-OLK_11 | Little Kanawha River | WVLK | 3025 | WV-OLK-109-Q | WV-OLK-109-Q_05 | Right Fork/Steer Creek | WVLKS-9
2082 | WV-OLK | WV-OLK_11 | Little Kanawha River | WVLK | 3026 | WV-OLK-109-Q-17 | WV-OLK-109-Q-17_03 | O'Brien Fork | WVLKS-9-G
2082 | WV-OLK | WV-OLK_11 | Little Kanawha River | WVLK | 3027 | WV-OLK-109-Q-17-G | WV-OLK-109-Q-17-G_01 | Triplett Fork | WVLKS-9-G-2
2082 | WV-OLK | WV-OLK_11 | Little Kanawha River | WVLK | 3028 | WV-OLK-109-Q-17 | WV-OLK-109-Q-17_02 | O'Brien Fork | WVLKS-9-G
2082 | WV-OLK | WV-OLK_11 | Little Kanawha River | WVLK | 3029 | WV-OLK-109-Q-17-M | WV-OLK-109-Q-17-M_01 | Plantation Fork | WVLKS-9-G-3
2082 | WV-OLK | WV-OLK_11 | Little Kanawha River | WVLK | 3030 | WV-OLK-109-Q-17 | WV-OLK-109-Q-17_01 | O'Brien Fork | WVLKS-9-G
2082 | WV-OLK | WV-OLK_11 | Little Kanawha River | WVLK | 3031 | WV-OLK-109-Q | WV-OLK-109-Q_04 | Right Fork/Steer Creek | WVLKS-9
2082 | WV-OLK | WV-OLK_11 | Little Kanawha River | WVLK | 3032 | WV-OLK-109-Q-20 | WV-OLK-109-Q-20_01 | Mill Fork | WVLKS-9-H
2082 | WV-OLK | WV-OLK_11 | Little Kanawha River | WVLK | 3033 | WV-OLK-109-Q | WV-OLK-109-Q_04 | Right Fork/Steer Creek | WVLKS-9
2082 | WV-OLK | WV-OLK_11 | Little Kanawha River | WVLK | 3034 | WV-OLK-109-Q-24 | WV-OLK-109-Q-24_01 | Lower Sleith Fork | WVLKS-9-I
2082 | WV-OLK | WV-OLK_11 | Little Kanawha River | WVLK | 3035 | WV-OLK-109-Q-24-C | WV-OLK-109-Q-24-C_01 | Pigeonroost Fork | WVLKS-9-I-1
2082 | WV-OLK | WV-OLK_11 | Little Kanawha River | WVLK | 3036 | WV-OLK-109-Q-24 | WV-OLK-109-Q-24_01 | Lower Sleith Fork | WVLKS-9-I
2082 | WV-OLK | WV-OLK_11 | Little Kanawha River | WVLK | 3037 | WV-OLK-109-Q-24-F | WV-OLK-109-Q-24-F_01 | Cowskin Fork | WVLKS-9-I-3
2082 | WV-OLK | WV-OLK_11 | Little Kanawha River | WVLK | 3038 | WV-OLK-109-Q-24 | WV-OLK-109-Q-24_01 | Lower Sleith Fork | WVLKS-9-I
2082 | WV-OLK | WV-OLK_11 | Little Kanawha River | WVLK | 3039 | WV-OLK-109-Q | WV-OLK-109-Q_03 | Right Fork/Steer Creek | WVLKS-9
2082 | WV-OLK | WV-OLK_11 | Little Kanawha River | WVLK | 3040 | WV-OLK-109-Q-30 | WV-OLK-109-Q-30_01 | Upper Sleith Fork | WVLKS-9-M
2082 | WV-OLK | WV-OLK_11 | Little Kanawha River | WVLK | 3041 | WV-OLK-109-Q | WV-OLK-109-Q_02 | Right Fork/Steer Creek | WVLKS-9
2082 | WV-OLK | WV-OLK_11 | Little Kanawha River | WVLK | 3042 | WV-OLK-109-Q-33 | WV-OLK-109-Q-33_01 | Dry Fork | WVLKS-9-N
2082 | WV-OLK | WV-OLK_11 | Little Kanawha River | WVLK | 3043 | WV-OLK-109-Q | WV-OLK-109-Q_02 | Right Fork/Steer Creek | WVLKS-9
2082 | WV-OLK | WV-OLK_11 | Little Kanawha River | WVLK | 3044 | WV-OLK-109-Q-37 | WV-OLK-109-Q-37_01 | Joes Fork | WVLKS-9-P
2082 | WV-OLK | WV-OLK_11 | Little Kanawha River | WVLK | 3045 | WV-OLK-109-Q-38 | WV-OLK-109-Q-38_01 | Plantation Fork | WVLKS-9-Q
2082 | WV-OLK | WV-OLK_11 | Little Kanawha River | WVLK | 3046 | WV-OLK-109-R | WV-OLK-109-R_04 | Left Fork/Steer Creek | WVLKS-10
2082 | WV-OLK | WV-OLK_11 | Little Kanawha River | WVLK | 3047 | WV-OLK-109-R-3 | WV-OLK-109-R-3_01 | Owen Run | WVLKS-10-B
2082 | WV-OLK | WV-OLK_11 | Little Kanawha River | WVLK | 3048 | WV-OLK-109-R | WV-OLK-109-R_04 | Left Fork/Steer Creek | WVLKS-10
2082 | WV-OLK | WV-OLK_11 | Little Kanawha River | WVLK | 3049 | WV-OLK-109-R-6 | WV-OLK-109-R-6_01 | White Oak Run | WVLKS-10-D
2082 | WV-OLK | WV-OLK_11 | Little Kanawha River | WVLK | 3050 | WV-OLK-109-R | WV-OLK-109-R_04 | Left Fork/Steer Creek | WVLKS-10
2082 | WV-OLK | WV-OLK_11 | Little Kanawha River | WVLK | 3051 | WV-OLK-109-R-7 | WV-OLK-109-R-7_01 | Steer Run | WVLKS-10-E
2082 | WV-OLK | WV-OLK_11 | Little Kanawha River | WVLK | 3052 | WV-OLK-109-R-7-E | WV-OLK-109-R-7-E_01 | Lick Fork | WVLKS-10-E-3
2082 | WV-OLK | WV-OLK_11 | Little Kanawha River | WVLK | 3053 | WV-OLK-109-R-7 | WV-OLK-109-R-7_01 | Steer Run | WVLKS-10-E
2082 | WV-OLK | WV-OLK_11 | Little Kanawha River | WVLK | 3054 | WV-OLK-109-R | WV-OLK-109-R_04 | Left Fork/Steer Creek | WVLKS-10
2082 | WV-OLK | WV-OLK_11 | Little Kanawha River | WVLK | 3055 | WV-OLK-109-R-12 | WV-OLK-109-R-12_01 | Poplarlick Run | WVLKS-10-I
2082 | WV-OLK | WV-OLK_11 | Little Kanawha River | WVLK | 3056 | WV-OLK-109-R | WV-OLK-109-R_03 | Left Fork/Steer Creek | WVLKS-10
2082 | WV-OLK | WV-OLK_11 | Little Kanawha River | WVLK | 3057 | WV-OLK-109-R | WV-OLK-109-R_03 | Left Fork/Steer Creek | WVLKS-10
2082 | WV-OLK | WV-OLK_11 | Little Kanawha River | WVLK | 3058 | WV-OLK-109-R-21 | WV-OLK-109-R-21_01 | Bender Run | WVLKS-10-P
2082 | WV-OLK | WV-OLK_11 | Little Kanawha River | WVLK | 3059 | WV-OLK-109-R | WV-OLK-109-R_02 | Left Fork/Steer Creek | WVLKS-10
2082 | WV-OLK | WV-OLK_11 | Little Kanawha River | WVLK | 3060 | WV-OLK-109-R | WV-OLK-109-R_02 | Left Fork/Steer Creek | WVLKS-10
2082 | WV-OLK | WV-OLK_11 | Little Kanawha River | WVLK | 3061 | WV-OLK-109-R-36 | WV-OLK-109-R-36_01 | Grasslick Run | WVLKS-10-U
2082 | WV-OLK | WV-OLK_11 | Little Kanawha River | WVLK | 3062 | WV-OLK-109-R | WV-OLK-109-R_01 | Left Fork/Steer Creek | WVLKS-10
2082 | WV-OLK | WV-OLK_11 | Little Kanawha River | WVLK | 3063 | WV-OLK | WV-OLK_10 | Little Kanawha River | WVLK
2082 | WV-OLK | WV-OLK_11 | Little Kanawha River | WVLK | 3064 | WV-OLK-117 | WV-OLK-117_02 | Laurel Creek | WVLK-61
2082 | WV-OLK | WV-OLK_11 | Little Kanawha River | WVLK | 3065 | WV-OLK-117-D | WV-OLK-117-D_01 | Big Run | WVLK-61-B
2082 | WV-OLK | WV-OLK_11 | Little Kanawha River | WVLK | 3066 | WV-OLK-117 | WV-OLK-117_02 | Laurel Creek | WVLK-61
2082 | WV-OLK | WV-OLK_11 | Little Kanawha River | WVLK | 3067 | WV-OLK-117-I | WV-OLK-117-I_01 | Road Fork | WVLK-61-E
2082 | WV-OLK | WV-OLK_11 | Little Kanawha River | WVLK | 3068 | WV-OLK-117 | WV-OLK-117_01 | Laurel Creek | WVLK-61
2082 | WV-OLK | WV-OLK_11 | Little Kanawha River | WVLK | 3069 | WV-OLK | WV-OLK_10 | Little Kanawha River | WVLK
2082 | WV-OLK | WV-OLK_11 | Little Kanawha River | WVLK | 3070 | WV-OLK-126 | WV-OLK-126_01 | Lower Run | WVLK-64
2082 | WV-OLK | WV-OLK_11 | Little Kanawha River | WVLK | 3071 | WV-OLK | WV-OLK_10 | Little Kanawha River | WVLK
2082 | WV-OLK | WV-OLK_11 | Little Kanawha River | WVLK | 3072 | WV-OLK-132 | WV-OLK-132_01 | Middle Run | WVLK-65
2082 | WV-OLK | WV-OLK_11 | Little Kanawha River | WVLK | 3073 | WV-OLK | WV-OLK_10 | Little Kanawha River | WVLK
2082 | WV-OLK | WV-OLK_11 | Little Kanawha River | WVLK | 3074 | WV-OLK-134 | WV-OLK-134_04 | Tanner Creek | WVLK-66
2082 | WV-OLK | WV-OLK_11 | Little Kanawha River | WVLK | 3075 | WV-OLK-134-G | WV-OLK-134-G_01 | Trace Fork | WVLK-66-A
2082 | WV-OLK | WV-OLK_11 | Little Kanawha River | WVLK | 3076 | WV-OLK-134-G-7 | WV-OLK-134-G-7_01 | UNT/Trace Fork RM 2.38
2082 | WV-OLK | WV-OLK_11 | Little Kanawha River | WVLK | 3077 | WV-OLK-134-G | WV-OLK-134-G_01 | Trace Fork | WVLK-66-A
2082 | WV-OLK | WV-OLK_11 | Little Kanawha River | WVLK | 3078 | WV-OLK-134 | WV-OLK-134_04 | Tanner Creek | WVLK-66
2082 | WV-OLK | WV-OLK_11 | Little Kanawha River | WVLK | 3079 | WV-OLK-134-I | WV-OLK-134-I_01 | Laurel Fork | WVLK-66-C
2082 | WV-OLK | WV-OLK_11 | Little Kanawha River | WVLK | 3080 | WV-OLK-134 | WV-OLK-134_03 | Tanner Creek | WVLK-66
2082 | WV-OLK | WV-OLK_11 | Little Kanawha River | WVLK | 3081 | WV-OLK-134-Q | WV-OLK-134-Q_01 | Bull Fork | WVLK-66-E
2082 | WV-OLK | WV-OLK_11 | Little Kanawha River | WVLK | 3082 | WV-OLK-134 | WV-OLK-134_02 | Tanner Creek | WVLK-66
2082 | WV-OLK | WV-OLK_11 | Little Kanawha River | WVLK | 3083 | WV-OLK-134-V | WV-OLK-134-V_01 | Ellis Fork | WVLK-66-G
2082 | WV-OLK | WV-OLK_11 | Little Kanawha River | WVLK | 3084 | WV-OLK-134 | WV-OLK-134_01 | Tanner Creek | WVLK-66
2082 | WV-OLK | WV-OLK_11 | Little Kanawha River | WVLK | 3085 | WV-OLK-134 | WV-OLK-134_01 | Tanner Creek | WVLK-66
2082 | WV-OLK | WV-OLK_11 | Little Kanawha River | WVLK | 3086 | WV-OLK | WV-OLK_10 | Little Kanawha River | WVLK
2082 | WV-OLK | WV-OLK_11 | Little Kanawha River | WVLK | 3087 | WV-OLK-137 | WV-OLK-137_01 | Job Run | WVLK-68
2082 | WV-OLK | WV-OLK_11 | Little Kanawha River | WVLK | 3088 | WV-OLK | WV-OLK_10 | Little Kanawha River | WVLK
2082 | WV-OLK | WV-OLK_11 | Little Kanawha River | WVLK | 3089 | WV-OLK-138 | WV-OLK-138_02 | Grass Run | WVLK-69
2082 | WV-OLK | WV-OLK_11 | Little Kanawha River | WVLK | 3090 | WV-OLK-138-E | WV-OLK-138-E_01 | Road Run | WVLK-69-C
2082 | WV-OLK | WV-OLK_11 | Little Kanawha River | WVLK | 3091 | WV-OLK-138 | WV-OLK-138_01 | Grass Run | WVLK-69
2082 | WV-OLK | WV-OLK_11 | Little Kanawha River | WVLK | 3092 | WV-OLK | WV-OLK_10 | Little Kanawha River | WVLK
2082 | WV-OLK | WV-OLK_11 | Little Kanawha River | WVLK | 3093 | WV-OLK-142 | WV-OLK-142_05 | Cedar Creek | WVLK-72
2082 | WV-OLK | WV-OLK_11 | Little Kanawha River | WVLK | 3094 | WV-OLK-142-C | WV-OLK-142-C_01 | Paddy Run | WVLK-72-A
2082 | WV-OLK | WV-OLK_11 | Little Kanawha River | WVLK | 3095 | WV-OLK-142 | WV-OLK-142_05 | Cedar Creek | WVLK-72
2082 | WV-OLK | WV-OLK_11 | Little Kanawha River | WVLK | 3096 | WV-OLK-142-G | WV-OLK-142-G_01 | Grandcamp Run | WVLK-72-B
2082 | WV-OLK | WV-OLK_11 | Little Kanawha River | WVLK | 3097 | WV-OLK-142 | WV-OLK-142_05 | Cedar Creek | WVLK-72
2082 | WV-OLK | WV-OLK_11 | Little Kanawha River | WVLK | 3098 | WV-OLK-142-L | WV-OLK-142-L_01 | Spruce Run | WVLK-72-D
2082 | WV-OLK | WV-OLK_11 | Little Kanawha River | WVLK | 3099 | WV-OLK-142 | WV-OLK-142_05 | Cedar Creek | WVLK-72
2082 | WV-OLK | WV-OLK_11 | Little Kanawha River | WVLK | 3100 | WV-OLK-142-P | WV-OLK-142-P_01 | Upper Two Run | WVLK-72-E
2082 | WV-OLK | WV-OLK_11 | Little Kanawha River | WVLK | 3101 | WV-OLK-142-P-1 | WV-OLK-142-P-1_01 | Sugarcamp Run | WVLK-72-E-1
2082 | WV-OLK | WV-OLK_11 | Little Kanawha River | WVLK | 3102 | WV-OLK-142-P | WV-OLK-142-P_01 | Upper Two Run | WVLK-72-E
2082 | WV-OLK | WV-OLK_11 | Little Kanawha River | WVLK | 3103 | WV-OLK-142-P-2 | WV-OLK-142-P-2_01 | Long Lick Run | WVLK-72-E-2
2082 | WV-OLK | WV-OLK_11 | Little Kanawha River | WVLK | 3104 | WV-OLK-142-P | WV-OLK-142-P_01 | Upper Two Run | WVLK-72-E
2082 | WV-OLK | WV-OLK_11 | Little Kanawha River | WVLK | 3105 | WV-OLK-142 | WV-OLK-142_04 | Cedar Creek | WVLK-72
2082 | WV-OLK | WV-OLK_11 | Little Kanawha River | WVLK | 3106 | WV-OLK-142-R | WV-OLK-142-R_01 | Little Bull Run | WVLK-72-G
2082 | WV-OLK | WV-OLK_11 | Little Kanawha River | WVLK | 3107 | WV-OLK-142 | WV-OLK-142_04 | Cedar Creek | WVLK-72
2082 | WV-OLK | WV-OLK_11 | Little Kanawha River | WVLK | 3108 | WV-OLK-142-Y | WV-OLK-142-Y_01 | Lower Level Run | WVLK-72-I
2082 | WV-OLK | WV-OLK_11 | Little Kanawha River | WVLK | 3109 | WV-OLK-142 | WV-OLK-142_04 | Cedar Creek | WVLK-72
2082 | WV-OLK | WV-OLK_11 | Little Kanawha River | WVLK | 3110 | WV-OLK-142-AC | WV-OLK-142-AC_01 | Bull Run | WVLK-72-L
2082 | WV-OLK | WV-OLK_11 | Little Kanawha River | WVLK | 3111 | WV-OLK-142 | WV-OLK-142_03 | Cedar Creek | WVLK-72
2082 | WV-OLK | WV-OLK_11 | Little Kanawha River | WVLK | 3112 | WV-OLK-142-AD | WV-OLK-142-AD_01 | Butchers Run | WVLK-72-M
2082 | WV-OLK | WV-OLK_11 | Little Kanawha River | WVLK | 3113 | WV-OLK-142 | WV-OLK-142_03 | Cedar Creek | WVLK-72
2082 | WV-OLK | WV-OLK_11 | Little Kanawha River | WVLK | 3114 | WV-OLK-142 | WV-OLK-142_03 | Cedar Creek | WVLK-72
2082 | WV-OLK | WV-OLK_11 | Little Kanawha River | WVLK | 3115 | WV-OLK-142-AJ | WV-OLK-142-AJ_01 | Trace Run | WVLK-72-P
2082 | WV-OLK | WV-OLK_11 | Little Kanawha River | WVLK | 3116 | WV-OLK-142 | WV-OLK-142_03 | Cedar Creek | WVLK-72
2082 | WV-OLK | WV-OLK_11 | Little Kanawha River | WVLK | 3117 | WV-OLK-142-AQ | WV-OLK-142-AQ_01 | Slabcamp Run | WVLK-72-R
2082 | WV-OLK | WV-OLK_11 | Little Kanawha River | WVLK | 3118 | WV-OLK-142 | WV-OLK-142_03 | Cedar Creek | WVLK-72
2082 | WV-OLK | WV-OLK_11 | Little Kanawha River | WVLK | 3119 | WV-OLK-142-AR | WV-OLK-142-AR_01 | Right Fork/Cedar Creek | WVLK-72-S
2082 | WV-OLK | WV-OLK_11 | Little Kanawha River | WVLK | 3120 | WV-OLK-142-AS | WV-OLK-142-AS_01 | Perkins Fork | WVLK-72-T
2082 | WV-OLK | WV-OLK_11 | Little Kanawha River | WVLK | 3121 | WV-OLK-142-AS-1 | WV-OLK-142-AS-1_01 | Shaver Fork | WVLK-72-T-1
2082 | WV-OLK | WV-OLK_11 | Little Kanawha River | WVLK | 3122 | WV-OLK-142-AS | WV-OLK-142-AS_01 | Perkins Fork | WVLK-72-T
2082 | WV-OLK | WV-OLK_11 | Little Kanawha River | WVLK | 3123 | WV-OLK-142-AS-6 | WV-OLK-142-AS-6_01 | Moss Run | WVLK-72-T-3
2082 | WV-OLK | WV-OLK_11 | Little Kanawha River | WVLK | 3124 | WV-OLK-142-AS | WV-OLK-142-AS_01 | Perkins Fork | WVLK-72-T
2082 | WV-OLK | WV-OLK_11 | Little Kanawha River | WVLK | 3125 | WV-OLK-142 | WV-OLK-142_01 | Cedar Creek | WVLK-72
2082 | WV-OLK | WV-OLK_11 | Little Kanawha River | WVLK | 3126 | WV-OLK-142-AT | WV-OLK-142-AT_01 | Marsh Run | WVLK-72-T.5
2082 | WV-OLK | WV-OLK_11 | Little Kanawha River | WVLK | 3127 | WV-OLK-142 | WV-OLK-142_01 | Cedar Creek | WVLK-72
2082 | WV-OLK | WV-OLK_11 | Little Kanawha River | WVLK | 3128 | WV-OLK-142-AX | WV-OLK-142-AX_01 | Westfall Fork | WVLK-72-V
2082 | WV-OLK | WV-OLK_11 | Little Kanawha River | WVLK | 3129 | WV-OLK-142 | WV-OLK-142_01 | Cedar Creek | WVLK-72
2082 | WV-OLK | WV-OLK_11 | Little Kanawha River | WVLK | 3130 | WV-OLK | WV-OLK_10 | Little Kanawha River | WVLK
2082 | WV-OLK | WV-OLK_11 | Little Kanawha River | WVLK | 3131 | WV-OLK-146 | WV-OLK-146_01 | Sinking Creek | WVLK-74
2082 | WV-OLK | WV-OLK_11 | Little Kanawha River | WVLK | 3132 | WV-OLK-146 | WV-OLK-146_01 | Sinking Creek | WVLK-74
2082 | WV-OLK | WV-OLK_11 | Little Kanawha River | WVLK | 3133 | WV-OLK | WV-OLK_10 | Little Kanawha River | WVLK
2082 | WV-OLK | WV-OLK_11 | Little Kanawha River | WVLK | 4001 | WV-OLK-149 | WV-OLK-149_07 | Leading Creek | WVLK-75
2082 | WV-OLK | WV-OLK_11 | Little Kanawha River | WVLK | 4002 | WV-OLK-149-A | WV-OLK-149-A_01 | Big Run | WVLK-75-A
2082 | WV-OLK | WV-OLK_11 | Little Kanawha River | WVLK | 4003 | WV-OLK-149 | WV-OLK-149_07 | Leading Creek | WVLK-75
2082 | WV-OLK | WV-OLK_11 | Little Kanawha River | WVLK | 4004 | WV-OLK-149-J | WV-OLK-149-J_03 | Horn Creek | WVLK-75-F
2082 | WV-OLK | WV-OLK_11 | Little Kanawha River | WVLK | 4005 | WV-OLK-149-J-5 | WV-OLK-149-J-5_01 | Upper Big Run | WVLK-75-F-3
2082 | WV-OLK | WV-OLK_11 | Little Kanawha River | WVLK | 4006 | WV-OLK-149-J | WV-OLK-149-J_02 | Horn Creek | WVLK-75-F
2082 | WV-OLK | WV-OLK_11 | Little Kanawha River | WVLK | 4007 | WV-OLK-149-J-10 | WV-OLK-149-J-10_01 | Coxcamp Fork | WVLK-75-F-5
2082 | WV-OLK | WV-OLK_11 | Little Kanawha River | WVLK | 4008 | WV-OLK-149-J | WV-OLK-149-J_01 | Horn Creek | WVLK-75-F
2082 | WV-OLK | WV-OLK_11 | Little Kanawha River | WVLK | 4009 | WV-OLK-149 | WV-OLK-149_06 | Leading Creek | WVLK-75
2082 | WV-OLK | WV-OLK_11 | Little Kanawha River | WVLK | 4010 | WV-OLK-149-P | WV-OLK-149-P_01 | Ellis Run | WVLK-75-I
2082 | WV-OLK | WV-OLK_11 | Little Kanawha River | WVLK | 4011 | WV-OLK-149 | WV-OLK-149_06 | Leading Creek | WVLK-75
2082 | WV-OLK | WV-OLK_11 | Little Kanawha River | WVLK | 4012 | WV-OLK-149-W | WV-OLK-149-W_03 | Cove Creek | WVLK-75-K
2082 | WV-OLK | WV-OLK_11 | Little Kanawha River | WVLK | 4013 | WV-OLK-149-W-4 | WV-OLK-149-W-4_01 | Little Cove Creek | WVLK-75-K-2
2082 | WV-OLK | WV-OLK_11 | Little Kanawha River | WVLK | 4014 | WV-OLK-149-W | WV-OLK-149-W_03 | Cove Creek | WVLK-75-K
2082 | WV-OLK | WV-OLK_11 | Little Kanawha River | WVLK | 4015 | WV-OLK-149-W-6 | WV-OLK-149-W-6_01 | Crane Run | WVLK-75-K-4
2082 | WV-OLK | WV-OLK_11 | Little Kanawha River | WVLK | 4016 | WV-OLK-149-W | WV-OLK-149-W_03 | Cove Creek | WVLK-75-K
2082 | WV-OLK | WV-OLK_11 | Little Kanawha River | WVLK | 4017 | WV-OLK-149-W-9 | WV-OLK-149-W-9_01 | Bear Fork | WVLK-75-K-6
2082 | WV-OLK | WV-OLK_11 | Little Kanawha River | WVLK | 4018 | WV-OLK-149-W | WV-OLK-149-W_02 | Cove Creek | WVLK-75-K
2082 | WV-OLK | WV-OLK_11 | Little Kanawha River | WVLK | 4019 | WV-OLK-149-W-10 | WV-OLK-149-W-10_01 | Rush Run | WVLK-75-K-7
2082 | WV-OLK | WV-OLK_11 | Little Kanawha River | WVLK | 4020 | WV-OLK-149-W | WV-OLK-149-W_02 | Cove Creek | WVLK-75-K
2082 | WV-OLK | WV-OLK_11 | Little Kanawha River | WVLK | 4021 | WV-OLK-149-W-13 | WV-OLK-149-W-13_01 | Fallen Timber Run | WVLK-75-K-8
2082 | WV-OLK | WV-OLK_11 | Little Kanawha River | WVLK | 4022 | WV-OLK-149-W | WV-OLK-149-W_02 | Cove Creek | WVLK-75-K
2082 | WV-OLK | WV-OLK_11 | Little Kanawha River | WVLK | 4023 | WV-OLK-149-W | WV-OLK-149-W_01 | Cove Creek | WVLK-75-K
2082 | WV-OLK | WV-OLK_11 | Little Kanawha River | WVLK | 4024 | WV-OLK-149 | WV-OLK-149_05 | Leading Creek | WVLK-75
2082 | WV-OLK | WV-OLK_11 | Little Kanawha River | WVLK | 4025 | WV-OLK-149-AC | WV-OLK-149-AC_04 | Fink Creek | WVLK-75-N
2082 | WV-OLK | WV-OLK_11 | Little Kanawha River | WVLK | 4026 | WV-OLK-149-AC | WV-OLK-149-AC_04 | Fink Creek | WVLK-75-N
2082 | WV-OLK | WV-OLK_11 | Little Kanawha River | WVLK | 4027 | WV-OLK-149-AC-7 | WV-OLK-149-AC-7_01 | Walnut Fork | WVLK-75-N-1
2082 | WV-OLK | WV-OLK_11 | Little Kanawha River | WVLK | 4028 | WV-OLK-149-AC | WV-OLK-149-AC_03 | Fink Creek | WVLK-75-N
2082 | WV-OLK | WV-OLK_11 | Little Kanawha River | WVLK | 4029 | WV-OLK-149-AC-13 | WV-OLK-149-AC-13_01 | Straight Run | WVLK-75-N-3
2082 | WV-OLK | WV-OLK_11 | Little Kanawha River | WVLK | 4030 | WV-OLK-149-AC | WV-OLK-149-AC_03 | Fink Creek | WVLK-75-N
2082 | WV-OLK | WV-OLK_11 | Little Kanawha River | WVLK | 4031 | WV-OLK-149-AC-19 | WV-OLK-149-AC-19_01 | Sand Fork | WVLK-75-N-5
2082 | WV-OLK | WV-OLK_11 | Little Kanawha River | WVLK | 4032 | WV-OLK-149-AC-19-D | WV-OLK-149-AC-19-D_01 | Buck Run | WVLK-75-N-5-A
2082 | WV-OLK | WV-OLK_11 | Little Kanawha River | WVLK | 4033 | WV-OLK-149-AC-19 | WV-OLK-149-AC-19_01 | Sand Fork | WVLK-75-N-5
2082 | WV-OLK | WV-OLK_11 | Little Kanawha River | WVLK | 4034 | WV-OLK-149-AC | WV-OLK-149-AC_02 | Fink Creek | WVLK-75-N
2082 | WV-OLK | WV-OLK_11 | Little Kanawha River | WVLK | 4035 | WV-OLK-149-AC-21 | WV-OLK-149-AC-21_01 | Buck Run | WVLK-75-N-5.5
2082 | WV-OLK | WV-OLK_11 | Little Kanawha River | WVLK | 4036 | WV-OLK-149-AC | WV-OLK-149-AC_02 | Fink Creek | WVLK-75-N
2082 | WV-OLK | WV-OLK_11 | Little Kanawha River | WVLK | 4037 | WV-OLK-149-AC-24 | WV-OLK-149-AC-24_01 | Dry Fork | WVLK-75-N-6
2082 | WV-OLK | WV-OLK_11 | Little Kanawha River | WVLK | 4038 | WV-OLK-149-AC | WV-OLK-149-AC_01 | Fink Creek | WVLK-75-N
2082 | WV-OLK | WV-OLK_11 | Little Kanawha River | WVLK | 4039 | WV-OLK-149-AC-28 | WV-OLK-149-AC-28_01 | Wolf Run | WVLK-75-N-6.5
2082 | WV-OLK | WV-OLK_11 | Little Kanawha River | WVLK | 4040 | WV-OLK-149-AC | WV-OLK-149-AC_01 | Fink Creek | WVLK-75-N
2082 | WV-OLK | WV-OLK_11 | Little Kanawha River | WVLK | 4041 | WV-OLK-149-AC-36 | WV-OLK-149-AC-36_01 | Isaacs Fork | WVLK-75-N-7
2082 | WV-OLK | WV-OLK_11 | Little Kanawha River | WVLK | 4042 | WV-OLK-149-AC | WV-OLK-149-AC_01 | Fink Creek | WVLK-75-N
2082 | WV-OLK | WV-OLK_11 | Little Kanawha River | WVLK | 4043 | WV-OLK-149 | WV-OLK-149_03 | Leading Creek | WVLK-75
2082 | WV-OLK | WV-OLK_11 | Little Kanawha River | WVLK | 4044 | WV-OLK-149-AE | WV-OLK-149-AE_01 | Happy Hollow | WVLK-75-N.5
2082 | WV-OLK | WV-OLK_11 | Little Kanawha River | WVLK | 4045 | WV-OLK-149 | WV-OLK-149_03 | Leading Creek | WVLK-75
2082 | WV-OLK | WV-OLK_11 | Little Kanawha River | WVLK | 4046 | WV-OLK-149-AG | WV-OLK-149-AG_01 | UNT/Leading Creek RM 19.48
2082 | WV-OLK | WV-OLK_11 | Little Kanawha River | WVLK | 4047 | WV-OLK-149 | WV-OLK-149_03 | Leading Creek | WVLK-75
2082 | WV-OLK | WV-OLK_11 | Little Kanawha River | WVLK | 4048 | WV-OLK-149-AI | WV-OLK-149-AI_01 | Sleeths Run | WVLK-75-O.5
2082 | WV-OLK | WV-OLK_11 | Little Kanawha River | WVLK | 4049 | WV-OLK-149 | WV-OLK-149_03 | Leading Creek | WVLK-75
2082 | WV-OLK | WV-OLK_11 | Little Kanawha River | WVLK | 4050 | WV-OLK-149-AM | WV-OLK-149-AM_01 | Crooked Run | WVLK-75-P
2082 | WV-OLK | WV-OLK_11 | Little Kanawha River | WVLK | 4051 | WV-OLK-149 | WV-OLK-149_03 | Leading Creek | WVLK-75
2082 | WV-OLK | WV-OLK_11 | Little Kanawha River | WVLK | 4052 | WV-OLK-149-AQ | WV-OLK-149-AQ_01 | Alum Fork | WVLK-75-Q
2082 | WV-OLK | WV-OLK_11 | Little Kanawha River | WVLK | 4053 | WV-OLK-149-AQ-4 | WV-OLK-149-AQ-4_01 | Back Fork | WVLK-75-Q-2
2082 | WV-OLK | WV-OLK_11 | Little Kanawha River | WVLK | 4054 | WV-OLK-149-AQ | WV-OLK-149-AQ_01 | Alum Fork | WVLK-75-Q
2082 | WV-OLK | WV-OLK_11 | Little Kanawha River | WVLK | 4055 | WV-OLK-149 | WV-OLK-149_01 | Leading Creek | WVLK-75
2082 | WV-OLK | WV-OLK_11 | Little Kanawha River | WVLK | 4056 | WV-OLK-149 | WV-OLK-149_01 | Leading Creek | WVLK-75
2082 | WV-OLK | WV-OLK_11 | Little Kanawha River | WVLK | 4057 | WV-OLK | WV-OLK_09 | Little Kanawha River | WVLK
2082 | WV-OLK | WV-OLK_11 | Little Kanawha River | WVLK | 4058 | WV-OLK-155 | WV-OLK-155_01 | Sycamore Run | WVLK-77
2082 | WV-OLK | WV-OLK_11 | Little Kanawha River | WVLK | 4059 | WV-OLK | WV-OLK_09 | Little Kanawha River | WVLK
2082 | WV-OLK | WV-OLK_11 | Little Kanawha River | WVLK | 4060 | WV-OLK-159 | WV-OLK-159_01 | Stewart Creek | WVLK-79
2082 | WV-OLK | WV-OLK_11 | Little Kanawha River | WVLK | 4061 | WV-OLK-159-C | WV-OLK-159-C_01 | Collins Run | WVLK-79-B
2082 | WV-OLK | WV-OLK_11 | Little Kanawha River | WVLK | 4062 | WV-OLK-159 | WV-OLK-159_01 | Stewart Creek | WVLK-79
2082 | WV-OLK | WV-OLK_11 | Little Kanawha River | WVLK | 4063 | WV-OLK | WV-OLK_09 | Little Kanawha River | WVLK
2082 | WV-OLK | WV-OLK_11 | Little Kanawha River | WVLK | 4064 | WV-OLK-163 | WV-OLK-163_01 | Duck Creek | WVLK-82
2082 | WV-OLK | WV-OLK_11 | Little Kanawha River | WVLK | 4065 | WV-OLK-163-A | WV-OLK-163-A_01 | UNT/Duck Creek RM 1.34
2082 | WV-OLK | WV-OLK_11 | Little Kanawha River | WVLK | 4066 | WV-OLK-163 | WV-OLK-163_01 | Duck Creek | WVLK-82
2082 | WV-OLK | WV-OLK_11 | Little Kanawha River | WVLK | 4067 | WV-OLK-163-C | WV-OLK-163-C_01 | UNT/Duck Creek RM 2.33 | WVLK-82-B
2082 | WV-OLK | WV-OLK_11 | Little Kanawha River | WVLK | 4068 | WV-OLK-163 | WV-OLK-163_01 | Duck Creek | WVLK-82
2082 | WV-OLK | WV-OLK_11 | Little Kanawha River | WVLK | 4069 | WV-OLK | WV-OLK_09 | Little Kanawha River | WVLK
2082 | WV-OLK | WV-OLK_11 | Little Kanawha River | WVLK | 4070 | WV-OLK-164 | WV-OLK-164_01 | Bear Run | WVLK-83
2082 | WV-OLK | WV-OLK_11 | Little Kanawha River | WVLK | 4071 | WV-OLK | WV-OLK_09 | Little Kanawha River | WVLK
2082 | WV-OLK | WV-OLK_11 | Little Kanawha River | WVLK | 4072 | WV-OLK-166 | WV-OLK-166_01 | Lynch Run | WVLK-85
2082 | WV-OLK | WV-OLK_11 | Little Kanawha River | WVLK | 4073 | WV-OLK-166-C | WV-OLK-166-C_01 | UNT/Lynch Run RM 0.91 | WVLK-85-C
2082 | WV-OLK | WV-OLK_11 | Little Kanawha River | WVLK | 4074 | WV-OLK-166 | WV-OLK-166_01 | Lynch Run | WVLK-85
2082 | WV-OLK | WV-OLK_11 | Little Kanawha River | WVLK | 4075 | WV-OLK | WV-OLK_09 | Little Kanawha River | WVLK
2082 | WV-OLK | WV-OLK_11 | Little Kanawha River | WVLK | 4076 | WV-OLK-168 | WV-OLK-168_05 | Sand Fork | WVLK-86
2082 | WV-OLK | WV-OLK_11 | Little Kanawha River | WVLK | 4077 | WV-OLK-168-C | WV-OLK-168-C_01 | Joes Run | WVLK-86-B
2082 | WV-OLK | WV-OLK_11 | Little Kanawha River | WVLK | 4078 | WV-OLK-168 | WV-OLK-168_05 | Sand Fork | WVLK-86
2082 | WV-OLK | WV-OLK_11 | Little Kanawha River | WVLK | 4079 | WV-OLK-168-E | WV-OLK-168-E_01 | Ellis Creek | WVLK-86-C
2082 | WV-OLK | WV-OLK_11 | Little Kanawha River | WVLK | 4080 | WV-OLK-168-E-4 | WV-OLK-168-E-4_01 | Jakes Run | WVLK-86-C-3
2082 | WV-OLK | WV-OLK_11 | Little Kanawha River | WVLK | 4081 | WV-OLK-168-E | WV-OLK-168-E_01 | Ellis Creek | WVLK-86-C
2082 | WV-OLK | WV-OLK_11 | Little Kanawha River | WVLK | 4082 | WV-OLK-168 | WV-OLK-168_05 | Sand Fork | WVLK-86
2082 | WV-OLK | WV-OLK_11 | Little Kanawha River | WVLK | 4083 | WV-OLK-168-H | WV-OLK-168-H_03 | Indian Fork | WVLK-86-E
2082 | WV-OLK | WV-OLK_11 | Little Kanawha River | WVLK | 4084 | WV-OLK-168-H-3 | WV-OLK-168-H-3_01 | Heaters Fork | WVLK-86-E-1
2082 | WV-OLK | WV-OLK_11 | Little Kanawha River | WVLK | 4085 | WV-OLK-168-H-3-B | WV-OLK-168-H-3-B_01 | Rocky Fork | WVLK-86-E-1-B
2082 | WV-OLK | WV-OLK_11 | Little Kanawha River | WVLK | 4086 | WV-OLK-168-H-3 | WV-OLK-168-H-3_01 | Heaters Fork | WVLK-86-E-1
2082 | WV-OLK | WV-OLK_11 | Little Kanawha River | WVLK | 4087 | WV-OLK-168-H | WV-OLK-168-H_03 | Indian Fork | WVLK-86-E
2082 | WV-OLK | WV-OLK_11 | Little Kanawha River | WVLK | 4088 | WV-OLK-168-H | WV-OLK-168-H_02 | Indian Fork | WVLK-86-E
2082 | WV-OLK | WV-OLK_11 | Little Kanawha River | WVLK | 4089 | WV-OLK-168-H-12 | WV-OLK-168-H-12_01 | Bens Run | WVLK-86-E-5
2082 | WV-OLK | WV-OLK_11 | Little Kanawha River | WVLK | 4090 | WV-OLK-168-H | WV-OLK-168-H_01 | Indian Fork | WVLK-86-E
2082 | WV-OLK | WV-OLK_11 | Little Kanawha River | WVLK | 4091 | WV-OLK-168-H-14 | WV-OLK-168-H-14_01 | Sleepcamp Run | WVLK-86-E-7
2082 | WV-OLK | WV-OLK_11 | Little Kanawha River | WVLK | 4092 | WV-OLK-168-H | WV-OLK-168-H_01 | Indian Fork | WVLK-86-E
2082 | WV-OLK | WV-OLK_11 | Little Kanawha River | WVLK | 4093 | WV-OLK-168-H-16 | WV-OLK-168-H-16_01 | Goosepen Run | WVLK-86-E-8
2082 | WV-OLK | WV-OLK_11 | Little Kanawha River | WVLK | 4094 | WV-OLK-168-H | WV-OLK-168-H_01 | Indian Fork | WVLK-86-E
2082 | WV-OLK | WV-OLK_11 | Little Kanawha River | WVLK | 4095 | WV-OLK-168 | WV-OLK-168_04 | Sand Fork | WVLK-86
2082 | WV-OLK | WV-OLK_11 | Little Kanawha River | WVLK | 4096 | WV-OLK-168-J | WV-OLK-168-J_01 | Butchers Fork | WVLK-86-G
2082 | WV-OLK | WV-OLK_11 | Little Kanawha River | WVLK | 4097 | WV-OLK-168 | WV-OLK-168_04 | Sand Fork | WVLK-86
2082 | WV-OLK | WV-OLK_11 | Little Kanawha River | WVLK | 4098 | WV-OLK-168-L | WV-OLK-168-L_01 | Old Field Fork | WVLK-86-I
2082 | WV-OLK | WV-OLK_11 | Little Kanawha River | WVLK | 4099 | WV-OLK-168 | WV-OLK-168_04 | Sand Fork | WVLK-86
2082 | WV-OLK | WV-OLK_11 | Little Kanawha River | WVLK | 4100 | WV-OLK-168-N | WV-OLK-168-N_01 | Cove Lick | WVLK-86-J
2082 | WV-OLK | WV-OLK_11 | Little Kanawha River | WVLK | 4101 | WV-OLK-168-N-4 | WV-OLK-168-N-4_01 | Laurel Run | WVLK-86-J-3
2082 | WV-OLK | WV-OLK_11 | Little Kanawha River | WVLK | 4102 | WV-OLK-168-N | WV-OLK-168-N_01 | Cove Lick | WVLK-86-J
2082 | WV-OLK | WV-OLK_11 | Little Kanawha River | WVLK | 4103 | WV-OLK-168 | WV-OLK-168_03 | Sand Fork | WVLK-86
2082 | WV-OLK | WV-OLK_11 | Little Kanawha River | WVLK | 4104 | WV-OLK-168-R | WV-OLK-168-R_01 | Rock Run | WVLK-86-K
2082 | WV-OLK | WV-OLK_11 | Little Kanawha River | WVLK | 4105 | WV-OLK-168 | WV-OLK-168_03 | Sand Fork | WVLK-86
2082 | WV-OLK | WV-OLK_11 | Little Kanawha River | WVLK | 4106 | WV-OLK-168-Z | WV-OLK-168-Z_01 | Crooked Fork | WVLK-86-M
2082 | WV-OLK | WV-OLK_11 | Little Kanawha River | WVLK | 4107 | WV-OLK-168 | WV-OLK-168_01 | Sand Fork | WVLK-86
2082 | WV-OLK | WV-OLK_11 | Little Kanawha River | WVLK | 4108 | WV-OLK | WV-OLK_08 | Little Kanawha River | WVLK
2082 | WV-OLK | WV-OLK_11 | Little Kanawha River | WVLK | 4109 | WV-OLK-171 | WV-OLK-171_01 | Duskcamp Run | WVLK-88
2082 | WV-OLK | WV-OLK_11 | Little Kanawha River | WVLK | 4110 | WV-OLK-171-A | WV-OLK-171-A_01 | Right Fork/Duskcamp Run | WVLK-88-A
2082 | WV-OLK | WV-OLK_11 | Little Kanawha River | WVLK | 4111 | WV-OLK-171-A-3 | WV-OLK-171-A-3_01 | Turkey Fork | WVLK-88-A-1
2082 | WV-OLK | WV-OLK_11 | Little Kanawha River | WVLK | 4112 | WV-OLK-171-A | WV-OLK-171-A_01 | Right Fork/Duskcamp Run | WVLK-88-A
2082 | WV-OLK | WV-OLK_11 | Little Kanawha River | WVLK | 4113 | WV-OLK-171 | WV-OLK-171_01 | Duskcamp Run | WVLK-88
2082 | WV-OLK | WV-OLK_11 | Little Kanawha River | WVLK | 4114 | WV-OLK-171-C | WV-OLK-171-C_01 | UNT/Duskcamp Run RM 1.98
2082 | WV-OLK | WV-OLK_11 | Little Kanawha River | WVLK | 4115 | WV-OLK-171 | WV-OLK-171_01 | Duskcamp Run | WVLK-88
2082 | WV-OLK | WV-OLK_11 | Little Kanawha River | WVLK | 4116 | WV-OLK-171-E | WV-OLK-171-E_01 | Toler Fork | WVLK-88-B
2082 | WV-OLK | WV-OLK_11 | Little Kanawha River | WVLK | 4117 | WV-OLK-171 | WV-OLK-171_01 | Duskcamp Run | WVLK-88
2082 | WV-OLK | WV-OLK_11 | Little Kanawha River | WVLK | 4118 | WV-OLK | WV-OLK_08 | Little Kanawha River | WVLK
2082 | WV-OLK | WV-OLK_11 | Little Kanawha River | WVLK | 4119 | WV-OLK-173 | WV-OLK-173_02 | Copen Run | WVLK-90
2082 | WV-OLK | WV-OLK_11 | Little Kanawha River | WVLK | 4120 | WV-OLK-173-A | WV-OLK-173-A_01 | Bower Run | WVLK-90-A
2082 | WV-OLK | WV-OLK_11 | Little Kanawha River | WVLK | 4121 | WV-OLK-173 | WV-OLK-173_01 | Copen Run | WVLK-90
2082 | WV-OLK | WV-OLK_11 | Little Kanawha River | WVLK | 4122 | WV-OLK-173-B | WV-OLK-173-B_01 | Bull Fork | WVLK-90-D
2082 | WV-OLK | WV-OLK_11 | Little Kanawha River | WVLK | 4123 | WV-OLK-173 | WV-OLK-173_01 | Copen Run | WVLK-90
2082 | WV-OLK | WV-OLK_11 | Little Kanawha River | WVLK | 4124 | WV-OLK-173-D | WV-OLK-173-D_01 | Wolfpen Run | WVLK-90-E
2082 | WV-OLK | WV-OLK_11 | Little Kanawha River | WVLK | 4125 | WV-OLK-173 | WV-OLK-173_01 | Copen Run | WVLK-90
2082 | WV-OLK | WV-OLK_11 | Little Kanawha River | WVLK | 4126 | WV-OLK | WV-OLK_08 | Little Kanawha River | WVLK
2082 | WV-OLK | WV-OLK_11 | Little Kanawha River | WVLK | 4127 | WV-OLK-175 | WV-OLK-175_01 | Hyers Run | WVLK-92
2082 | WV-OLK | WV-OLK_11 | Little Kanawha River | WVLK | 4128 | WV-OLK | WV-OLK_08 | Little Kanawha River | WVLK
2082 | WV-OLK | WV-OLK_11 | Little Kanawha River | WVLK | 4129 | WV-OLK-177 | WV-OLK-177_03 | Oil Creek | WVLK-94
2082 | WV-OLK | WV-OLK_11 | Little Kanawha River | WVLK | 4130 | WV-OLK-177-E | WV-OLK-177-E_02 | Clover Fork | WVLK-94-E
2082 | WV-OLK | WV-OLK_11 | Little Kanawha River | WVLK | 4131 | WV-OLK-177-E-6 | WV-OLK-177-E-6_01 | Meadow Run | WVLK-94-E-1
2082 | WV-OLK | WV-OLK_11 | Little Kanawha River | WVLK | 4132 | WV-OLK-177-E | WV-OLK-177-E_01 | Clover Fork | WVLK-94-E
2082 | WV-OLK | WV-OLK_11 | Little Kanawha River | WVLK | 4133 | WV-OLK-177 | WV-OLK-177_02 | Oil Creek | WVLK-94
2082 | WV-OLK | WV-OLK_11 | Little Kanawha River | WVLK | 4134 | WV-OLK-177-F | WV-OLK-177-F_01 | Threelick Run | WVLK-94-F
2082 | WV-OLK | WV-OLK_11 | Little Kanawha River | WVLK | 4135 | WV-OLK-177 | WV-OLK-177_02 | Oil Creek | WVLK-94
2082 | WV-OLK | WV-OLK_11 | Little Kanawha River | WVLK | 4136 | WV-OLK-177-K | WV-OLK-177-K_01 | Redlick Run | WVLK-94-I
2082 | WV-OLK | WV-OLK_11 | Little Kanawha River | WVLK | 4137 | WV-OLK-177 | WV-OLK-177_01 | Oil Creek | WVLK-94
2082 | WV-OLK | WV-OLK_11 | Little Kanawha River | WVLK | 4138 | WV-OLK | WV-OLK_08 | Little Kanawha River | WVLK
2082 | WV-OLK | WV-OLK_11 | Little Kanawha River | WVLK | 4139 | WV-OLK-178 | WV-OLK-178_04 | Saltlick Creek | WVLK-95
2082 | WV-OLK | WV-OLK_11 | Little Kanawha River | WVLK | 4140 | WV-OLK-178-E | WV-OLK-178-E_01 | Right Fork/Saltlick Creek | WVLK-95-B
2082 | WV-OLK | WV-OLK_11 | Little Kanawha River | WVLK | 4141 | WV-OLK-178 | WV-OLK-178_04 | Saltlick Creek | WVLK-95
2082 | WV-OLK | WV-OLK_11 | Little Kanawha River | WVLK | 4142 | WV-OLK-178-H | WV-OLK-178-H_01 | Burns Run | WVLK-95-D
2082 | WV-OLK | WV-OLK_11 | Little Kanawha River | WVLK | 4143 | WV-OLK-178 | WV-OLK-178_04 | Saltlick Creek | WVLK-95
2082 | WV-OLK | WV-OLK_11 | Little Kanawha River | WVLK | 4144 | WV-OLK-178-L | WV-OLK-178-L_01 | O'Brien Fork | WVLK-95-G
2082 | WV-OLK | WV-OLK_11 | Little Kanawha River | WVLK | 4145 | WV-OLK-178-L-3 | WV-OLK-178-L-3_01 | Right Fork/O'Brien Fork | WVLK-95-G-1
2082 | WV-OLK | WV-OLK_11 | Little Kanawha River | WVLK | 4146 | WV-OLK-178-L-4 | WV-OLK-178-L-4_01 | Berry Fork | WVLK-95-G-2
2082 | WV-OLK | WV-OLK_11 | Little Kanawha River | WVLK | 4147 | WV-OLK-178 | WV-OLK-178_03 | Saltlick Creek | WVLK-95
2082 | WV-OLK | WV-OLK_11 | Little Kanawha River | WVLK | 4148 | WV-OLK-178-P | WV-OLK-178-P_01 | Pickles Fork | WVLK-95-I
2082 | WV-OLK | WV-OLK_11 | Little Kanawha River | WVLK | 4149 | WV-OLK-178 | WV-OLK-178_03 | Saltlick Creek | WVLK-95
2082 | WV-OLK | WV-OLK_11 | Little Kanawha River | WVLK | 4150 | WV-OLK-178-S | WV-OLK-178-S_01 | Spruce Fork | WVLK-95-J
2082 | WV-OLK | WV-OLK_11 | Little Kanawha River | WVLK | 4151 | WV-OLK-178 | WV-OLK-178_03 | Saltlick Creek | WVLK-95
2082 | WV-OLK | WV-OLK_11 | Little Kanawha River | WVLK | 4152 | WV-OLK-178-W | WV-OLK-178-W_01 | Hughes Fork | WVLK-95-K
2082 | WV-OLK | WV-OLK_11 | Little Kanawha River | WVLK | 4153 | WV-OLK-178 | WV-OLK-178_02 | Saltlick Creek | WVLK-95
2082 | WV-OLK | WV-OLK_11 | Little Kanawha River | WVLK | 4154 | WV-OLK-178-X | WV-OLK-178-X_01 | Carpenter Fork | WVLK-95-L
2082 | WV-OLK | WV-OLK_11 | Little Kanawha River | WVLK | 4155 | WV-OLK-178 | WV-OLK-178_01 | Saltlick Creek | WVLK-95
2082 | WV-OLK | WV-OLK_11 | Little Kanawha River | WVLK | 4156 | WV-OLK | WV-OLK_07 | Little Kanawha River | WVLK
2082 | WV-OLK | WV-OLK_11 | Little Kanawha River | WVLK | 4157 | WV-OLK-183 | WV-OLK-183_01 | Williams Run | WVLK-96.5
2087 | WV-OLK-69 | WV-OLK-69_02 | Straight Creek | WVLK-39 | 2087 | WV-OLK-69 | WV-OLK-69_02 | Straight Creek | WVLK-39
2087 | WV-OLK-69 | WV-OLK-69_02 | Straight Creek | WVLK-39 | 2088 | WV-OLK-69-J | WV-OLK-69-J_01 | Left Fork/Straight Creek | WVLK-39-A
2087 | WV-OLK-69 | WV-OLK-69_02 | Straight Creek | WVLK-39 | 2089 | WV-OLK-69 | WV-OLK-69_01 | Straight Creek | WVLK-39
2091 | WV-OLK-72 | WV-OLK-72_02 | Leading Creek | WVLK-40 | 2091 | WV-OLK-72 | WV-OLK-72_02 | Leading Creek | WVLK-40
2091 | WV-OLK-72 | WV-OLK-72_02 | Leading Creek | WVLK-40 | 2092 | WV-OLK-72-E | WV-OLK-72-E_01 | Bell Run | WVLK-40-B
2091 | WV-OLK-72 | WV-OLK-72_02 | Leading Creek | WVLK-40 | 2093 | WV-OLK-72 | WV-OLK-72_02 | Leading Creek | WVLK-40
2091 | WV-OLK-72 | WV-OLK-72_02 | Leading Creek | WVLK-40 | 2094 | WV-OLK-72 | WV-OLK-72_02 | Leading Creek | WVLK-40
2091 | WV-OLK-72 | WV-OLK-72_02 | Leading Creek | WVLK-40 | 2095 | WV-OLK-72-M | WV-OLK-72-M_01 | Cole Run | WVLK-40-F
2091 | WV-OLK-72 | WV-OLK-72_02 | Leading Creek | WVLK-40 | 2096 | WV-OLK-72 | WV-OLK-72_01 | Leading Creek | WVLK-40
2096 | WV-OLK-72 | WV-OLK-72_01 | Leading Creek | WVLK-40 | 2096 | WV-OLK-72 | WV-OLK-72_01 | Leading Creek | WVLK-40
2098 | WV-OLK-76 | WV-OLK-76_01 | Annamoriah Run | WVLK-42 | 2098 | WV-OLK-76 | WV-OLK-76_01 | Annamoriah Run | WVLK-42
2100 | WV-OLK-79 | WV-OLK-79_02 | Yellow Creek | WVLK-45 | 2100 | WV-OLK-79 | WV-OLK-79_02 | Yellow Creek | WVLK-45
2100 | WV-OLK-79 | WV-OLK-79_02 | Yellow Creek | WVLK-45 | 2101 | WV-OLK-79 | WV-OLK-79_01 | Yellow Creek | WVLK-45
2100 | WV-OLK-79 | WV-OLK-79_02 | Yellow Creek | WVLK-45 | 2102 | WV-OLK-79-S | WV-OLK-79-S_01 | Back Fork | WVLK-45-L
2100 | WV-OLK-79 | WV-OLK-79_02 | Yellow Creek | WVLK-45 | 2103 | WV-OLK-79-S-3 | WV-OLK-79-S-3_01 | UNT/Back Fork RM 0.71 | WVLK-45-L-3
2100 | WV-OLK-79 | WV-OLK-79_02 | Yellow Creek | WVLK-45 | 2104 | WV-OLK-79-S | WV-OLK-79-S_01 | Back Fork | WVLK-45-L
2100 | WV-OLK-79 | WV-OLK-79_02 | Yellow Creek | WVLK-45 | 2105 | WV-OLK-79 | WV-OLK-79_01 | Yellow Creek | WVLK-45
2103 | WV-OLK-79-S-3 | WV-OLK-79-S-3_01 | UNT/Back Fork RM 0.71 | WVLK-45-L-3 | 2103 | WV-OLK-79-S-3 | WV-OLK-79-S-3_01 | UNT/Back Fork RM 0.71 | WVLK-45-L-3
3001 | WV-OLK-109 | WV-OLK-109_07 | Steer Creek | WVLKS | 3001 | WV-OLK-109 | WV-OLK-109_07 | Steer Creek | WVLKS
3001 | WV-OLK-109 | WV-OLK-109_07 | Steer Creek | WVLKS | 3002 | WV-OLK-109-A | WV-OLK-109-A_02 | Sycamore Creek | WVLKS-1
3001 | WV-OLK-109 | WV-OLK-109_07 | Steer Creek | WVLKS | 3003 | WV-OLK-109-A-4 | WV-OLK-109-A-4_01 | Left Fork/Sycamore Creek | WVLKS-1-D
3001 | WV-OLK-109 | WV-OLK-109_07 | Steer Creek | WVLKS | 3004 | WV-OLK-109-A | WV-OLK-109-A_01 | Sycamore Creek | WVLKS-1
3001 | WV-OLK-109 | WV-OLK-109_07 | Steer Creek | WVLKS | 3005 | WV-OLK-109-A | WV-OLK-109-A_01 | Sycamore Creek | WVLKS-1
3001 | WV-OLK-109 | WV-OLK-109_07 | Steer Creek | WVLKS | 3006 | WV-OLK-109 | WV-OLK-109_07 | Steer Creek | WVLKS
3001 | WV-OLK-109 | WV-OLK-109_07 | Steer Creek | WVLKS | 3007 | WV-OLK-109-D | WV-OLK-109-D_01 | Laurel Run | WVLKS-3
3001 | WV-OLK-109 | WV-OLK-109_07 | Steer Creek | WVLKS | 3008 | WV-OLK-109 | WV-OLK-109_07 | Steer Creek | WVLKS
3001 | WV-OLK-109 | WV-OLK-109_07 | Steer Creek | WVLKS | 3009 | WV-OLK-109-F | WV-OLK-109-F_01 | Rush Run | WVLKS-4
3001 | WV-OLK-109 | WV-OLK-109_07 | Steer Creek | WVLKS | 3010 | WV-OLK-109 | WV-OLK-109_07 | Steer Creek | WVLKS
3001 | WV-OLK-109 | WV-OLK-109_07 | Steer Creek | WVLKS | 3011 | WV-OLK-109-P | WV-OLK-109-P_03 | Bear Fork | WVLKS-8
3001 | WV-OLK-109 | WV-OLK-109_07 | Steer Creek | WVLKS | 3012 | WV-OLK-109-P-1 | WV-OLK-109-P-1_01 | Little Bear Fork | WVLKS-8-A
3001 | WV-OLK-109 | WV-OLK-109_07 | Steer Creek | WVLKS | 3013 | WV-OLK-109-P | WV-OLK-109-P_03 | Bear Fork | WVLKS-8
3001 | WV-OLK-109 | WV-OLK-109_07 | Steer Creek | WVLKS | 3014 | WV-OLK-109-P-8 | WV-OLK-109-P-8_01 | Trace Fork | WVLKS-8-E
3001 | WV-OLK-109 | WV-OLK-109_07 | Steer Creek | WVLKS | 3015 | WV-OLK-109-P | WV-OLK-109-P_01 | Bear Fork | WVLKS-8
3001 | WV-OLK-109 | WV-OLK-109_07 | Steer Creek | WVLKS | 3016 | WV-OLK-109-P-10 | WV-OLK-109-P-10_01 | Standingstone Run | WVLKS-8-F
3001 | WV-OLK-109 | WV-OLK-109_07 | Steer Creek | WVLKS | 3017 | WV-OLK-109-P | WV-OLK-109-P_01 | Bear Fork | WVLKS-8
3001 | WV-OLK-109 | WV-OLK-109_07 | Steer Creek | WVLKS | 3018 | WV-OLK-109 | WV-OLK-109_07 | Steer Creek | WVLKS
3001 | WV-OLK-109 | WV-OLK-109_07 | Steer Creek | WVLKS | 3019 | WV-OLK-109-Q | WV-OLK-109-Q_06 | Right Fork/Steer Creek | WVLKS-9
3001 | WV-OLK-109 | WV-OLK-109_07 | Steer Creek | WVLKS | 3020 | WV-OLK-109-Q-7 | WV-OLK-109-Q-7_02 | Crooked Fork | WVLKS-9-B
3001 | WV-OLK-109 | WV-OLK-109_07 | Steer Creek | WVLKS | 3021 | WV-OLK-109-Q-7-I | WV-OLK-109-Q-7-I_01 | Cub Run | WVLKS-9-B-5
3001 | WV-OLK-109 | WV-OLK-109_07 | Steer Creek | WVLKS | 3022 | WV-OLK-109-Q-7 | WV-OLK-109-Q-7_01 | Crooked Fork | WVLKS-9-B
3001 | WV-OLK-109 | WV-OLK-109_07 | Steer Creek | WVLKS | 3023 | WV-OLK-109-Q | WV-OLK-109-Q_05 | Right Fork/Steer Creek | WVLKS-9
3001 | WV-OLK-109 | WV-OLK-109_07 | Steer Creek | WVLKS | 3024 | WV-OLK-109-Q-11 | WV-OLK-109-Q-11_01 | Tanner Fork | WVLKS-9-D
3001 | WV-OLK-109 | WV-OLK-109_07 | Steer Creek | WVLKS | 3025 | WV-OLK-109-Q | WV-OLK-109-Q_05 | Right Fork/Steer Creek | WVLKS-9
3001 | WV-OLK-109 | WV-OLK-109_07 | Steer Creek | WVLKS | 3026 | WV-OLK-109-Q-17 | WV-OLK-109-Q-17_03 | O'Brien Fork | WVLKS-9-G
3001 | WV-OLK-109 | WV-OLK-109_07 | Steer Creek | WVLKS | 3027 | WV-OLK-109-Q-17-G | WV-OLK-109-Q-17-G_01 | Triplett Fork | WVLKS-9-G-2
3001 | WV-OLK-109 | WV-OLK-109_07 | Steer Creek | WVLKS | 3028 | WV-OLK-109-Q-17 | WV-OLK-109-Q-17_02 | O'Brien Fork | WVLKS-9-G
3001 | WV-OLK-109 | WV-OLK-109_07 | Steer Creek | WVLKS | 3029 | WV-OLK-109-Q-17-M | WV-OLK-109-Q-17-M_01 | Plantation Fork | WVLKS-9-G-3
3001 | WV-OLK-109 | WV-OLK-109_07 | Steer Creek | WVLKS | 3030 | WV-OLK-109-Q-17 | WV-OLK-109-Q-17_01 | O'Brien Fork | WVLKS-9-G
3001 | WV-OLK-109 | WV-OLK-109_07 | Steer Creek | WVLKS | 3031 | WV-OLK-109-Q | WV-OLK-109-Q_04 | Right Fork/Steer Creek | WVLKS-9
3001 | WV-OLK-109 | WV-OLK-109_07 | Steer Creek | WVLKS | 3032 | WV-OLK-109-Q-20 | WV-OLK-109-Q-20_01 | Mill Fork | WVLKS-9-H
3001 | WV-OLK-109 | WV-OLK-109_07 | Steer Creek | WVLKS | 3033 | WV-OLK-109-Q | WV-OLK-109-Q_04 | Right Fork/Steer Creek | WVLKS-9
3001 | WV-OLK-109 | WV-OLK-109_07 | Steer Creek | WVLKS | 3034 | WV-OLK-109-Q-24 | WV-OLK-109-Q-24_01 | Lower Sleith Fork | WVLKS-9-I
3001 | WV-OLK-109 | WV-OLK-109_07 | Steer Creek | WVLKS | 3035 | WV-OLK-109-Q-24-C | WV-OLK-109-Q-24-C_01 | Pigeonroost Fork | WVLKS-9-I-1
3001 | WV-OLK-109 | WV-OLK-109_07 | Steer Creek | WVLKS | 3036 | WV-OLK-109-Q-24 | WV-OLK-109-Q-24_01 | Lower Sleith Fork | WVLKS-9-I
3001 | WV-OLK-109 | WV-OLK-109_07 | Steer Creek | WVLKS | 3037 | WV-OLK-109-Q-24-F | WV-OLK-109-Q-24-F_01 | Cowskin Fork | WVLKS-9-I-3
3001 | WV-OLK-109 | WV-OLK-109_07 | Steer Creek | WVLKS | 3038 | WV-OLK-109-Q-24 | WV-OLK-109-Q-24_01 | Lower Sleith Fork | WVLKS-9-I
3001 | WV-OLK-109 | WV-OLK-109_07 | Steer Creek | WVLKS | 3039 | WV-OLK-109-Q | WV-OLK-109-Q_03 | Right Fork/Steer Creek | WVLKS-9
3001 | WV-OLK-109 | WV-OLK-109_07 | Steer Creek | WVLKS | 3040 | WV-OLK-109-Q-30 | WV-OLK-109-Q-30_01 | Upper Sleith Fork | WVLKS-9-M
3001 | WV-OLK-109 | WV-OLK-109_07 | Steer Creek | WVLKS | 3041 | WV-OLK-109-Q | WV-OLK-109-Q_02 | Right Fork/Steer Creek | WVLKS-9
3001 | WV-OLK-109 | WV-OLK-109_07 | Steer Creek | WVLKS | 3042 | WV-OLK-109-Q-33 | WV-OLK-109-Q-33_01 | Dry Fork | WVLKS-9-N
3001 | WV-OLK-109 | WV-OLK-109_07 | Steer Creek | WVLKS | 3043 | WV-OLK-109-Q | WV-OLK-109-Q_02 | Right Fork/Steer Creek | WVLKS-9
3001 | WV-OLK-109 | WV-OLK-109_07 | Steer Creek | WVLKS | 3044 | WV-OLK-109-Q-37 | WV-OLK-109-Q-37_01 | Joes Fork | WVLKS-9-P
3001 | WV-OLK-109 | WV-OLK-109_07 | Steer Creek | WVLKS | 3045 | WV-OLK-109-Q-38 | WV-OLK-109-Q-38_01 | Plantation Fork | WVLKS-9-Q
3001 | WV-OLK-109 | WV-OLK-109_07 | Steer Creek | WVLKS | 3046 | WV-OLK-109-R | WV-OLK-109-R_04 | Left Fork/Steer Creek | WVLKS-10
3001 | WV-OLK-109 | WV-OLK-109_07 | Steer Creek | WVLKS | 3047 | WV-OLK-109-R-3 | WV-OLK-109-R-3_01 | Owen Run | WVLKS-10-B
3001 | WV-OLK-109 | WV-OLK-109_07 | Steer Creek | WVLKS | 3048 | WV-OLK-109-R | WV-OLK-109-R_04 | Left Fork/Steer Creek | WVLKS-10
3001 | WV-OLK-109 | WV-OLK-109_07 | Steer Creek | WVLKS | 3049 | WV-OLK-109-R-6 | WV-OLK-109-R-6_01 | White Oak Run | WVLKS-10-D
3001 | WV-OLK-109 | WV-OLK-109_07 | Steer Creek | WVLKS | 3050 | WV-OLK-109-R | WV-OLK-109-R_04 | Left Fork/Steer Creek | WVLKS-10
3001 | WV-OLK-109 | WV-OLK-109_07 | Steer Creek | WVLKS | 3051 | WV-OLK-109-R-7 | WV-OLK-109-R-7_01 | Steer Run | WVLKS-10-E
3001 | WV-OLK-109 | WV-OLK-109_07 | Steer Creek | WVLKS | 3052 | WV-OLK-109-R-7-E | WV-OLK-109-R-7-E_01 | Lick Fork | WVLKS-10-E-3
3001 | WV-OLK-109 | WV-OLK-109_07 | Steer Creek | WVLKS | 3053 | WV-OLK-109-R-7 | WV-OLK-109-R-7_01 | Steer Run | WVLKS-10-E
3001 | WV-OLK-109 | WV-OLK-109_07 | Steer Creek | WVLKS | 3054 | WV-OLK-109-R | WV-OLK-109-R_04 | Left Fork/Steer Creek | WVLKS-10
3001 | WV-OLK-109 | WV-OLK-109_07 | Steer Creek | WVLKS | 3055 | WV-OLK-109-R-12 | WV-OLK-109-R-12_01 | Poplarlick Run | WVLKS-10-I
3001 | WV-OLK-109 | WV-OLK-109_07 | Steer Creek | WVLKS | 3056 | WV-OLK-109-R | WV-OLK-109-R_03 | Left Fork/Steer Creek | WVLKS-10
3001 | WV-OLK-109 | WV-OLK-109_07 | Steer Creek | WVLKS | 3057 | WV-OLK-109-R | WV-OLK-109-R_03 | Left Fork/Steer Creek | WVLKS-10
3001 | WV-OLK-109 | WV-OLK-109_07 | Steer Creek | WVLKS | 3058 | WV-OLK-109-R-21 | WV-OLK-109-R-21_01 | Bender Run | WVLKS-10-P
3001 | WV-OLK-109 | WV-OLK-109_07 | Steer Creek | WVLKS | 3059 | WV-OLK-109-R | WV-OLK-109-R_02 | Left Fork/Steer Creek | WVLKS-10
3001 | WV-OLK-109 | WV-OLK-109_07 | Steer Creek | WVLKS | 3060 | WV-OLK-109-R | WV-OLK-109-R_02 | Left Fork/Steer Creek | WVLKS-10
3001 | WV-OLK-109 | WV-OLK-109_07 | Steer Creek | WVLKS | 3061 | WV-OLK-109-R-36 | WV-OLK-109-R-36_01 | Grasslick Run | WVLKS-10-U
3001 | WV-OLK-109 | WV-OLK-109_07 | Steer Creek | WVLKS | 3062 | WV-OLK-109-R | WV-OLK-109-R_01 | Left Fork/Steer Creek | WVLKS-10
3023 | WV-OLK-109-Q | WV-OLK-109-Q_05 | Right Fork/Steer Creek | WVLKS-9 | 3023 | WV-OLK-109-Q | WV-OLK-109-Q_05 | Right Fork/Steer Creek | WVLKS-9
3023 | WV-OLK-109-Q | WV-OLK-109-Q_05 | Right Fork/Steer Creek | WVLKS-9 | 3024 | WV-OLK-109-Q-11 | WV-OLK-109-Q-11_01 | Tanner Fork | WVLKS-9-D
3023 | WV-OLK-109-Q | WV-OLK-109-Q_05 | Right Fork/Steer Creek | WVLKS-9 | 3025 | WV-OLK-109-Q | WV-OLK-109-Q_05 | Right Fork/Steer Creek | WVLKS-9
3023 | WV-OLK-109-Q | WV-OLK-109-Q_05 | Right Fork/Steer Creek | WVLKS-9 | 3026 | WV-OLK-109-Q-17 | WV-OLK-109-Q-17_03 | O'Brien Fork | WVLKS-9-G
3023 | WV-OLK-109-Q | WV-OLK-109-Q_05 | Right Fork/Steer Creek | WVLKS-9 | 3027 | WV-OLK-109-Q-17-G | WV-OLK-109-Q-17-G_01 | Triplett Fork | WVLKS-9-G-2
3023 | WV-OLK-109-Q | WV-OLK-109-Q_05 | Right Fork/Steer Creek | WVLKS-9 | 3028 | WV-OLK-109-Q-17 | WV-OLK-109-Q-17_02 | O'Brien Fork | WVLKS-9-G
3023 | WV-OLK-109-Q | WV-OLK-109-Q_05 | Right Fork/Steer Creek | WVLKS-9 | 3029 | WV-OLK-109-Q-17-M | WV-OLK-109-Q-17-M_01 | Plantation Fork | WVLKS-9-G-3
3023 | WV-OLK-109-Q | WV-OLK-109-Q_05 | Right Fork/Steer Creek | WVLKS-9 | 3030 | WV-OLK-109-Q-17 | WV-OLK-109-Q-17_01 | O'Brien Fork | WVLKS-9-G
3023 | WV-OLK-109-Q | WV-OLK-109-Q_05 | Right Fork/Steer Creek | WVLKS-9 | 3031 | WV-OLK-109-Q | WV-OLK-109-Q_04 | Right Fork/Steer Creek | WVLKS-9
3023 | WV-OLK-109-Q | WV-OLK-109-Q_05 | Right Fork/Steer Creek | WVLKS-9 | 3032 | WV-OLK-109-Q-20 | WV-OLK-109-Q-20_01 | Mill Fork | WVLKS-9-H
3023 | WV-OLK-109-Q | WV-OLK-109-Q_05 | Right Fork/Steer Creek | WVLKS-9 | 3033 | WV-OLK-109-Q | WV-OLK-109-Q_04 | Right Fork/Steer Creek | WVLKS-9
3023 | WV-OLK-109-Q | WV-OLK-109-Q_05 | Right Fork/Steer Creek | WVLKS-9 | 3034 | WV-OLK-109-Q-24 | WV-OLK-109-Q-24_01 | Lower Sleith Fork | WVLKS-9-I
3023 | WV-OLK-109-Q | WV-OLK-109-Q_05 | Right Fork/Steer Creek | WVLKS-9 | 3035 | WV-OLK-109-Q-24-C | WV-OLK-109-Q-24-C_01 | Pigeonroost Fork | WVLKS-9-I-1
3023 | WV-OLK-109-Q | WV-OLK-109-Q_05 | Right Fork/Steer Creek | WVLKS-9 | 3036 | WV-OLK-109-Q-24 | WV-OLK-109-Q-24_01 | Lower Sleith Fork | WVLKS-9-I
3023 | WV-OLK-109-Q | WV-OLK-109-Q_05 | Right Fork/Steer Creek | WVLKS-9 | 3037 | WV-OLK-109-Q-24-F | WV-OLK-109-Q-24-F_01 | Cowskin Fork | WVLKS-9-I-3
3023 | WV-OLK-109-Q | WV-OLK-109-Q_05 | Right Fork/Steer Creek | WVLKS-9 | 3038 | WV-OLK-109-Q-24 | WV-OLK-109-Q-24_01 | Lower Sleith Fork | WVLKS-9-I
3023 | WV-OLK-109-Q | WV-OLK-109-Q_05 | Right Fork/Steer Creek | WVLKS-9 | 3039 | WV-OLK-109-Q | WV-OLK-109-Q_03 | Right Fork/Steer Creek | WVLKS-9
3023 | WV-OLK-109-Q | WV-OLK-109-Q_05 | Right Fork/Steer Creek | WVLKS-9 | 3040 | WV-OLK-109-Q-30 | WV-OLK-109-Q-30_01 | Upper Sleith Fork | WVLKS-9-M
3023 | WV-OLK-109-Q | WV-OLK-109-Q_05 | Right Fork/Steer Creek | WVLKS-9 | 3041 | WV-OLK-109-Q | WV-OLK-109-Q_02 | Right Fork/Steer Creek | WVLKS-9
3023 | WV-OLK-109-Q | WV-OLK-109-Q_05 | Right Fork/Steer Creek | WVLKS-9 | 3042 | WV-OLK-109-Q-33 | WV-OLK-109-Q-33_01 | Dry Fork | WVLKS-9-N
3023 | WV-OLK-109-Q | WV-OLK-109-Q_05 | Right Fork/Steer Creek | WVLKS-9 | 3043 | WV-OLK-109-Q | WV-OLK-109-Q_02 | Right Fork/Steer Creek | WVLKS-9
3023 | WV-OLK-109-Q | WV-OLK-109-Q_05 | Right Fork/Steer Creek | WVLKS-9 | 3044 | WV-OLK-109-Q-37 | WV-OLK-109-Q-37_01 | Joes Fork | WVLKS-9-P
3023 | WV-OLK-109-Q | WV-OLK-109-Q_05 | Right Fork/Steer Creek | WVLKS-9 | 3045 | WV-OLK-109-Q-38 | WV-OLK-109-Q-38_01 | Plantation Fork | WVLKS-9-Q
3026 | WV-OLK-109-Q-17 | WV-OLK-109-Q-17_03 | O'Brien Fork | WVLKS-9-G | 3026 | WV-OLK-109-Q-17 | WV-OLK-109-Q-17_03 | O'Brien Fork | WVLKS-9-G
3026 | WV-OLK-109-Q-17 | WV-OLK-109-Q-17_03 | O'Brien Fork | WVLKS-9-G | 3027 | WV-OLK-109-Q-17-G | WV-OLK-109-Q-17-G_01 | Triplett Fork | WVLKS-9-G-2
3026 | WV-OLK-109-Q-17 | WV-OLK-109-Q-17_03 | O'Brien Fork | WVLKS-9-G | 3028 | WV-OLK-109-Q-17 | WV-OLK-109-Q-17_02 | O'Brien Fork | WVLKS-9-G
3026 | WV-OLK-109-Q-17 | WV-OLK-109-Q-17_03 | O'Brien Fork | WVLKS-9-G | 3029 | WV-OLK-109-Q-17-M | WV-OLK-109-Q-17-M_01 | Plantation Fork | WVLKS-9-G-3
3026 | WV-OLK-109-Q-17 | WV-OLK-109-Q-17_03 | O'Brien Fork | WVLKS-9-G | 3030 | WV-OLK-109-Q-17 | WV-OLK-109-Q-17_01 | O'Brien Fork | WVLKS-9-G
3039 | WV-OLK-109-Q | WV-OLK-109-Q_03 | Right Fork/Steer Creek | WVLKS-9 | 3039 | WV-OLK-109-Q | WV-OLK-109-Q_03 | Right Fork/Steer Creek | WVLKS-9
3039 | WV-OLK-109-Q | WV-OLK-109-Q_03 | Right Fork/Steer Creek | WVLKS-9 | 3040 | WV-OLK-109-Q-30 | WV-OLK-109-Q-30_01 | Upper Sleith Fork | WVLKS-9-M
3039 | WV-OLK-109-Q | WV-OLK-109-Q_03 | Right Fork/Steer Creek | WVLKS-9 | 3041 | WV-OLK-109-Q | WV-OLK-109-Q_02 | Right Fork/Steer Creek | WVLKS-9
3039 | WV-OLK-109-Q | WV-OLK-109-Q_03 | Right Fork/Steer Creek | WVLKS-9 | 3042 | WV-OLK-109-Q-33 | WV-OLK-109-Q-33_01 | Dry Fork | WVLKS-9-N
3039 | WV-OLK-109-Q | WV-OLK-109-Q_03 | Right Fork/Steer Creek | WVLKS-9 | 3043 | WV-OLK-109-Q | WV-OLK-109-Q_02 | Right Fork/Steer Creek | WVLKS-9
3039 | WV-OLK-109-Q | WV-OLK-109-Q_03 | Right Fork/Steer Creek | WVLKS-9 | 3044 | WV-OLK-109-Q-37 | WV-OLK-109-Q-37_01 | Joes Fork | WVLKS-9-P
3039 | WV-OLK-109-Q | WV-OLK-109-Q_03 | Right Fork/Steer Creek | WVLKS-9 | 3045 | WV-OLK-109-Q-38 | WV-OLK-109-Q-38_01 | Plantation Fork | WVLKS-9-Q
3041 | WV-OLK-109-Q | WV-OLK-109-Q_02 | Right Fork/Steer Creek | WVLKS-9 | 3041 | WV-OLK-109-Q | WV-OLK-109-Q_02 | Right Fork/Steer Creek | WVLKS-9
3041 | WV-OLK-109-Q | WV-OLK-109-Q_02 | Right Fork/Steer Creek | WVLKS-9 | 3042 | WV-OLK-109-Q-33 | WV-OLK-109-Q-33_01 | Dry Fork | WVLKS-9-N
3041 | WV-OLK-109-Q | WV-OLK-109-Q_02 | Right Fork/Steer Creek | WVLKS-9 | 3043 | WV-OLK-109-Q | WV-OLK-109-Q_02 | Right Fork/Steer Creek | WVLKS-9
3041 | WV-OLK-109-Q | WV-OLK-109-Q_02 | Right Fork/Steer Creek | WVLKS-9 | 3044 | WV-OLK-109-Q-37 | WV-OLK-109-Q-37_01 | Joes Fork | WVLKS-9-P
3041 | WV-OLK-109-Q | WV-OLK-109-Q_02 | Right Fork/Steer Creek | WVLKS-9 | 3045 | WV-OLK-109-Q-38 | WV-OLK-109-Q-38_01 | Plantation Fork | WVLKS-9-Q
3046 | WV-OLK-109-R | WV-OLK-109-R_04 | Left Fork/Steer Creek | WVLKS-10 | 3046 | WV-OLK-109-R | WV-OLK-109-R_04 | Left Fork/Steer Creek | WVLKS-10
3046 | WV-OLK-109-R | WV-OLK-109-R_04 | Left Fork/Steer Creek | WVLKS-10 | 3047 | WV-OLK-109-R-3 | WV-OLK-109-R-3_01 | Owen Run | WVLKS-10-B
3046 | WV-OLK-109-R | WV-OLK-109-R_04 | Left Fork/Steer Creek | WVLKS-10 | 3048 | WV-OLK-109-R | WV-OLK-109-R_04 | Left Fork/Steer Creek | WVLKS-10
3046 | WV-OLK-109-R | WV-OLK-109-R_04 | Left Fork/Steer Creek | WVLKS-10 | 3049 | WV-OLK-109-R-6 | WV-OLK-109-R-6_01 | White Oak Run | WVLKS-10-D
3046 | WV-OLK-109-R | WV-OLK-109-R_04 | Left Fork/Steer Creek | WVLKS-10 | 3050 | WV-OLK-109-R | WV-OLK-109-R_04 | Left Fork/Steer Creek | WVLKS-10
3046 | WV-OLK-109-R | WV-OLK-109-R_04 | Left Fork/Steer Creek | WVLKS-10 | 3051 | WV-OLK-109-R-7 | WV-OLK-109-R-7_01 | Steer Run | WVLKS-10-E
3046 | WV-OLK-109-R | WV-OLK-109-R_04 | Left Fork/Steer Creek | WVLKS-10 | 3052 | WV-OLK-109-R-7-E | WV-OLK-109-R-7-E_01 | Lick Fork | WVLKS-10-E-3
3046 | WV-OLK-109-R | WV-OLK-109-R_04 | Left Fork/Steer Creek | WVLKS-10 | 3053 | WV-OLK-109-R-7 | WV-OLK-109-R-7_01 | Steer Run | WVLKS-10-E
3046 | WV-OLK-109-R | WV-OLK-109-R_04 | Left Fork/Steer Creek | WVLKS-10 | 3054 | WV-OLK-109-R | WV-OLK-109-R_04 | Left Fork/Steer Creek | WVLKS-10
3046 | WV-OLK-109-R | WV-OLK-109-R_04 | Left Fork/Steer Creek | WVLKS-10 | 3055 | WV-OLK-109-R-12 | WV-OLK-109-R-12_01 | Poplarlick Run | WVLKS-10-I
3046 | WV-OLK-109-R | WV-OLK-109-R_04 | Left Fork/Steer Creek | WVLKS-10 | 3056 | WV-OLK-109-R | WV-OLK-109-R_03 | Left Fork/Steer Creek | WVLKS-10
3046 | WV-OLK-109-R | WV-OLK-109-R_04 | Left Fork/Steer Creek | WVLKS-10 | 3057 | WV-OLK-109-R | WV-OLK-109-R_03 | Left Fork/Steer Creek | WVLKS-10
3046 | WV-OLK-109-R | WV-OLK-109-R_04 | Left Fork/Steer Creek | WVLKS-10 | 3058 | WV-OLK-109-R-21 | WV-OLK-109-R-21_01 | Bender Run | WVLKS-10-P
3046 | WV-OLK-109-R | WV-OLK-109-R_04 | Left Fork/Steer Creek | WVLKS-10 | 3059 | WV-OLK-109-R | WV-OLK-109-R_02 | Left Fork/Steer Creek | WVLKS-10
3046 | WV-OLK-109-R | WV-OLK-109-R_04 | Left Fork/Steer Creek | WVLKS-10 | 3060 | WV-OLK-109-R | WV-OLK-109-R_02 | Left Fork/Steer Creek | WVLKS-10
3046 | WV-OLK-109-R | WV-OLK-109-R_04 | Left Fork/Steer Creek | WVLKS-10 | 3061 | WV-OLK-109-R-36 | WV-OLK-109-R-36_01 | Grasslick Run | WVLKS-10-U
3046 | WV-OLK-109-R | WV-OLK-109-R_04 | Left Fork/Steer Creek | WVLKS-10 | 3062 | WV-OLK-109-R | WV-OLK-109-R_01 | Left Fork/Steer Creek | WVLKS-10
3049 | WV-OLK-109-R-6 | WV-OLK-109-R-6_01 | White Oak Run | WVLKS-10-D | 3049 | WV-OLK-109-R-6 | WV-OLK-109-R-6_01 | White Oak Run | WVLKS-10-D
3051 | WV-OLK-109-R-7 | WV-OLK-109-R-7_01 | Steer Run | WVLKS-10-E | 3051 | WV-OLK-109-R-7 | WV-OLK-109-R-7_01 | Steer Run | WVLKS-10-E
3051 | WV-OLK-109-R-7 | WV-OLK-109-R-7_01 | Steer Run | WVLKS-10-E | 3052 | WV-OLK-109-R-7-E | WV-OLK-109-R-7-E_01 | Lick Fork | WVLKS-10-E-3
3051 | WV-OLK-109-R-7 | WV-OLK-109-R-7_01 | Steer Run | WVLKS-10-E | 3053 | WV-OLK-109-R-7 | WV-OLK-109-R-7_01 | Steer Run | WVLKS-10-E
3056 | WV-OLK-109-R | WV-OLK-109-R_03 | Left Fork/Steer Creek | WVLKS-10 | 3056 | WV-OLK-109-R | WV-OLK-109-R_03 | Left Fork/Steer Creek | WVLKS-10
3056 | WV-OLK-109-R | WV-OLK-109-R_03 | Left Fork/Steer Creek | WVLKS-10 | 3057 | WV-OLK-109-R | WV-OLK-109-R_03 | Left Fork/Steer Creek | WVLKS-10
3056 | WV-OLK-109-R | WV-OLK-109-R_03 | Left Fork/Steer Creek | WVLKS-10 | 3058 | WV-OLK-109-R-21 | WV-OLK-109-R-21_01 | Bender Run | WVLKS-10-P
3056 | WV-OLK-109-R | WV-OLK-109-R_03 | Left Fork/Steer Creek | WVLKS-10 | 3059 | WV-OLK-109-R | WV-OLK-109-R_02 | Left Fork/Steer Creek | WVLKS-10
3056 | WV-OLK-109-R | WV-OLK-109-R_03 | Left Fork/Steer Creek | WVLKS-10 | 3060 | WV-OLK-109-R | WV-OLK-109-R_02 | Left Fork/Steer Creek | WVLKS-10
3056 | WV-OLK-109-R | WV-OLK-109-R_03 | Left Fork/Steer Creek | WVLKS-10 | 3061 | WV-OLK-109-R-36 | WV-OLK-109-R-36_01 | Grasslick Run | WVLKS-10-U
3056 | WV-OLK-109-R | WV-OLK-109-R_03 | Left Fork/Steer Creek | WVLKS-10 | 3062 | WV-OLK-109-R | WV-OLK-109-R_01 | Left Fork/Steer Creek | WVLKS-10
3058 | WV-OLK-109-R-21 | WV-OLK-109-R-21_01 | Bender Run | WVLKS-10-P | 3058 | WV-OLK-109-R-21 | WV-OLK-109-R-21_01 | Bender Run | WVLKS-10-P
3059 | WV-OLK-109-R | WV-OLK-109-R_02 | Left Fork/Steer Creek | WVLKS-10 | 3059 | WV-OLK-109-R | WV-OLK-109-R_02 | Left Fork/Steer Creek | WVLKS-10
3059 | WV-OLK-109-R | WV-OLK-109-R_02 | Left Fork/Steer Creek | WVLKS-10 | 3060 | WV-OLK-109-R | WV-OLK-109-R_02 | Left Fork/Steer Creek | WVLKS-10
3059 | WV-OLK-109-R | WV-OLK-109-R_02 | Left Fork/Steer Creek | WVLKS-10 | 3061 | WV-OLK-109-R-36 | WV-OLK-109-R-36_01 | Grasslick Run | WVLKS-10-U
3059 | WV-OLK-109-R | WV-OLK-109-R_02 | Left Fork/Steer Creek | WVLKS-10 | 3062 | WV-OLK-109-R | WV-OLK-109-R_01 | Left Fork/Steer Creek | WVLKS-10
3063 | WV-OLK | WV-OLK_10 | Little Kanawha River | WVLK | 3063 | WV-OLK | WV-OLK_10 | Little Kanawha River | WVLK
3063 | WV-OLK | WV-OLK_10 | Little Kanawha River | WVLK | 3064 | WV-OLK-117 | WV-OLK-117_02 | Laurel Creek | WVLK-61
3063 | WV-OLK | WV-OLK_10 | Little Kanawha River | WVLK | 3065 | WV-OLK-117-D | WV-OLK-117-D_01 | Big Run | WVLK-61-B
3063 | WV-OLK | WV-OLK_10 | Little Kanawha River | WVLK | 3066 | WV-OLK-117 | WV-OLK-117_02 | Laurel Creek | WVLK-61
3063 | WV-OLK | WV-OLK_10 | Little Kanawha River | WVLK | 3067 | WV-OLK-117-I | WV-OLK-117-I_01 | Road Fork | WVLK-61-E
3063 | WV-OLK | WV-OLK_10 | Little Kanawha River | WVLK | 3068 | WV-OLK-117 | WV-OLK-117_01 | Laurel Creek | WVLK-61
3063 | WV-OLK | WV-OLK_10 | Little Kanawha River | WVLK | 3069 | WV-OLK | WV-OLK_10 | Little Kanawha River | WVLK
3063 | WV-OLK | WV-OLK_10 | Little Kanawha River | WVLK | 3070 | WV-OLK-126 | WV-OLK-126_01 | Lower Run | WVLK-64
3063 | WV-OLK | WV-OLK_10 | Little Kanawha River | WVLK | 3071 | WV-OLK | WV-OLK_10 | Little Kanawha River | WVLK
3063 | WV-OLK | WV-OLK_10 | Little Kanawha River | WVLK | 3072 | WV-OLK-132 | WV-OLK-132_01 | Middle Run | WVLK-65
3063 | WV-OLK | WV-OLK_10 | Little Kanawha River | WVLK | 3073 | WV-OLK | WV-OLK_10 | Little Kanawha River | WVLK
3063 | WV-OLK | WV-OLK_10 | Little Kanawha River | WVLK | 3074 | WV-OLK-134 | WV-OLK-134_04 | Tanner Creek | WVLK-66
3063 | WV-OLK | WV-OLK_10 | Little Kanawha River | WVLK | 3075 | WV-OLK-134-G | WV-OLK-134-G_01 | Trace Fork | WVLK-66-A
3063 | WV-OLK | WV-OLK_10 | Little Kanawha River | WVLK | 3076 | WV-OLK-134-G-7 | WV-OLK-134-G-7_01 | UNT/Trace Fork RM 2.38
3063 | WV-OLK | WV-OLK_10 | Little Kanawha River | WVLK | 3077 | WV-OLK-134-G | WV-OLK-134-G_01 | Trace Fork | WVLK-66-A
3063 | WV-OLK | WV-OLK_10 | Little Kanawha River | WVLK | 3078 | WV-OLK-134 | WV-OLK-134_04 | Tanner Creek | WVLK-66
3063 | WV-OLK | WV-OLK_10 | Little Kanawha River | WVLK | 3079 | WV-OLK-134-I | WV-OLK-134-I_01 | Laurel Fork | WVLK-66-C
3063 | WV-OLK | WV-OLK_10 | Little Kanawha River | WVLK | 3080 | WV-OLK-134 | WV-OLK-134_03 | Tanner Creek | WVLK-66
3063 | WV-OLK | WV-OLK_10 | Little Kanawha River | WVLK | 3081 | WV-OLK-134-Q | WV-OLK-134-Q_01 | Bull Fork | WVLK-66-E
3063 | WV-OLK | WV-OLK_10 | Little Kanawha River | WVLK | 3082 | WV-OLK-134 | WV-OLK-134_02 | Tanner Creek | WVLK-66
3063 | WV-OLK | WV-OLK_10 | Little Kanawha River | WVLK | 3083 | WV-OLK-134-V | WV-OLK-134-V_01 | Ellis Fork | WVLK-66-G
3063 | WV-OLK | WV-OLK_10 | Little Kanawha River | WVLK | 3084 | WV-OLK-134 | WV-OLK-134_01 | Tanner Creek | WVLK-66
3063 | WV-OLK | WV-OLK_10 | Little Kanawha River | WVLK | 3085 | WV-OLK-134 | WV-OLK-134_01 | Tanner Creek | WVLK-66
3063 | WV-OLK | WV-OLK_10 | Little Kanawha River | WVLK | 3086 | WV-OLK | WV-OLK_10 | Little Kanawha River | WVLK
3063 | WV-OLK | WV-OLK_10 | Little Kanawha River | WVLK | 3087 | WV-OLK-137 | WV-OLK-137_01 | Job Run | WVLK-68
3063 | WV-OLK | WV-OLK_10 | Little Kanawha River | WVLK | 3088 | WV-OLK | WV-OLK_10 | Little Kanawha River | WVLK
3063 | WV-OLK | WV-OLK_10 | Little Kanawha River | WVLK | 3089 | WV-OLK-138 | WV-OLK-138_02 | Grass Run | WVLK-69
3063 | WV-OLK | WV-OLK_10 | Little Kanawha River | WVLK | 3090 | WV-OLK-138-E | WV-OLK-138-E_01 | Road Run | WVLK-69-C
3063 | WV-OLK | WV-OLK_10 | Little Kanawha River | WVLK | 3091 | WV-OLK-138 | WV-OLK-138_01 | Grass Run | WVLK-69
3063 | WV-OLK | WV-OLK_10 | Little Kanawha River | WVLK | 3092 | WV-OLK | WV-OLK_10 | Little Kanawha River | WVLK
3063 | WV-OLK | WV-OLK_10 | Little Kanawha River | WVLK | 3093 | WV-OLK-142 | WV-OLK-142_05 | Cedar Creek | WVLK-72
3063 | WV-OLK | WV-OLK_10 | Little Kanawha River | WVLK | 3094 | WV-OLK-142-C | WV-OLK-142-C_01 | Paddy Run | WVLK-72-A
3063 | WV-OLK | WV-OLK_10 | Little Kanawha River | WVLK | 3095 | WV-OLK-142 | WV-OLK-142_05 | Cedar Creek | WVLK-72
3063 | WV-OLK | WV-OLK_10 | Little Kanawha River | WVLK | 3096 | WV-OLK-142-G | WV-OLK-142-G_01 | Grandcamp Run | WVLK-72-B
3063 | WV-OLK | WV-OLK_10 | Little Kanawha River | WVLK | 3097 | WV-OLK-142 | WV-OLK-142_05 | Cedar Creek | WVLK-72
3063 | WV-OLK | WV-OLK_10 | Little Kanawha River | WVLK | 3098 | WV-OLK-142-L | WV-OLK-142-L_01 | Spruce Run | WVLK-72-D
3063 | WV-OLK | WV-OLK_10 | Little Kanawha River | WVLK | 3099 | WV-OLK-142 | WV-OLK-142_05 | Cedar Creek | WVLK-72
3063 | WV-OLK | WV-OLK_10 | Little Kanawha River | WVLK | 3100 | WV-OLK-142-P | WV-OLK-142-P_01 | Upper Two Run | WVLK-72-E
3063 | WV-OLK | WV-OLK_10 | Little Kanawha River | WVLK | 3101 | WV-OLK-142-P-1 | WV-OLK-142-P-1_01 | Sugarcamp Run | WVLK-72-E-1
3063 | WV-OLK | WV-OLK_10 | Little Kanawha River | WVLK | 3102 | WV-OLK-142-P | WV-OLK-142-P_01 | Upper Two Run | WVLK-72-E
3063 | WV-OLK | WV-OLK_10 | Little Kanawha River | WVLK | 3103 | WV-OLK-142-P-2 | WV-OLK-142-P-2_01 | Long Lick Run | WVLK-72-E-2
3063 | WV-OLK | WV-OLK_10 | Little Kanawha River | WVLK | 3104 | WV-OLK-142-P | WV-OLK-142-P_01 | Upper Two Run | WVLK-72-E
3063 | WV-OLK | WV-OLK_10 | Little Kanawha River | WVLK | 3105 | WV-OLK-142 | WV-OLK-142_04 | Cedar Creek | WVLK-72
3063 | WV-OLK | WV-OLK_10 | Little Kanawha River | WVLK | 3106 | WV-OLK-142-R | WV-OLK-142-R_01 | Little Bull Run | WVLK-72-G
3063 | WV-OLK | WV-OLK_10 | Little Kanawha River | WVLK | 3107 | WV-OLK-142 | WV-OLK-142_04 | Cedar Creek | WVLK-72
3063 | WV-OLK | WV-OLK_10 | Little Kanawha River | WVLK | 3108 | WV-OLK-142-Y | WV-OLK-142-Y_01 | Lower Level Run | WVLK-72-I
3063 | WV-OLK | WV-OLK_10 | Little Kanawha River | WVLK | 3109 | WV-OLK-142 | WV-OLK-142_04 | Cedar Creek | WVLK-72
3063 | WV-OLK | WV-OLK_10 | Little Kanawha River | WVLK | 3110 | WV-OLK-142-AC | WV-OLK-142-AC_01 | Bull Run | WVLK-72-L
3063 | WV-OLK | WV-OLK_10 | Little Kanawha River | WVLK | 3111 | WV-OLK-142 | WV-OLK-142_03 | Cedar Creek | WVLK-72
3063 | WV-OLK | WV-OLK_10 | Little Kanawha River | WVLK | 3112 | WV-OLK-142-AD | WV-OLK-142-AD_01 | Butchers Run | WVLK-72-M
3063 | WV-OLK | WV-OLK_10 | Little Kanawha River | WVLK | 3113 | WV-OLK-142 | WV-OLK-142_03 | Cedar Creek | WVLK-72
3063 | WV-OLK | WV-OLK_10 | Little Kanawha River | WVLK | 3114 | WV-OLK-142 | WV-OLK-142_03 | Cedar Creek | WVLK-72
3063 | WV-OLK | WV-OLK_10 | Little Kanawha River | WVLK | 3115 | WV-OLK-142-AJ | WV-OLK-142-AJ_01 | Trace Run | WVLK-72-P
3063 | WV-OLK | WV-OLK_10 | Little Kanawha River | WVLK | 3116 | WV-OLK-142 | WV-OLK-142_03 | Cedar Creek | WVLK-72
3063 | WV-OLK | WV-OLK_10 | Little Kanawha River | WVLK | 3117 | WV-OLK-142-AQ | WV-OLK-142-AQ_01 | Slabcamp Run | WVLK-72-R
3063 | WV-OLK | WV-OLK_10 | Little Kanawha River | WVLK | 3118 | WV-OLK-142 | WV-OLK-142_03 | Cedar Creek | WVLK-72
3063 | WV-OLK | WV-OLK_10 | Little Kanawha River | WVLK | 3119 | WV-OLK-142-AR | WV-OLK-142-AR_01 | Right Fork/Cedar Creek | WVLK-72-S
3063 | WV-OLK | WV-OLK_10 | Little Kanawha River | WVLK | 3120 | WV-OLK-142-AS | WV-OLK-142-AS_01 | Perkins Fork | WVLK-72-T
3063 | WV-OLK | WV-OLK_10 | Little Kanawha River | WVLK | 3121 | WV-OLK-142-AS-1 | WV-OLK-142-AS-1_01 | Shaver Fork | WVLK-72-T-1
3063 | WV-OLK | WV-OLK_10 | Little Kanawha River | WVLK | 3122 | WV-OLK-142-AS | WV-OLK-142-AS_01 | Perkins Fork | WVLK-72-T
3063 | WV-OLK | WV-OLK_10 | Little Kanawha River | WVLK | 3123 | WV-OLK-142-AS-6 | WV-OLK-142-AS-6_01 | Moss Run | WVLK-72-T-3
3063 | WV-OLK | WV-OLK_10 | Little Kanawha River | WVLK | 3124 | WV-OLK-142-AS | WV-OLK-142-AS_01 | Perkins Fork | WVLK-72-T
3063 | WV-OLK | WV-OLK_10 | Little Kanawha River | WVLK | 3125 | WV-OLK-142 | WV-OLK-142_01 | Cedar Creek | WVLK-72
3063 | WV-OLK | WV-OLK_10 | Little Kanawha River | WVLK | 3126 | WV-OLK-142-AT | WV-OLK-142-AT_01 | Marsh Run | WVLK-72-T.5
3063 | WV-OLK | WV-OLK_10 | Little Kanawha River | WVLK | 3127 | WV-OLK-142 | WV-OLK-142_01 | Cedar Creek | WVLK-72
3063 | WV-OLK | WV-OLK_10 | Little Kanawha River | WVLK | 3128 | WV-OLK-142-AX | WV-OLK-142-AX_01 | Westfall Fork | WVLK-72-V
3063 | WV-OLK | WV-OLK_10 | Little Kanawha River | WVLK | 3129 | WV-OLK-142 | WV-OLK-142_01 | Cedar Creek | WVLK-72
3063 | WV-OLK | WV-OLK_10 | Little Kanawha River | WVLK | 3130 | WV-OLK | WV-OLK_10 | Little Kanawha River | WVLK
3063 | WV-OLK | WV-OLK_10 | Little Kanawha River | WVLK | 3131 | WV-OLK-146 | WV-OLK-146_01 | Sinking Creek | WVLK-74
3063 | WV-OLK | WV-OLK_10 | Little Kanawha River | WVLK | 3132 | WV-OLK-146 | WV-OLK-146_01 | Sinking Creek | WVLK-74
3063 | WV-OLK | WV-OLK_10 | Little Kanawha River | WVLK | 3133 | WV-OLK | WV-OLK_10 | Little Kanawha River | WVLK
3063 | WV-OLK | WV-OLK_10 | Little Kanawha River | WVLK | 4001 | WV-OLK-149 | WV-OLK-149_07 | Leading Creek | WVLK-75
3063 | WV-OLK | WV-OLK_10 | Little Kanawha River | WVLK | 4002 | WV-OLK-149-A | WV-OLK-149-A_01 | Big Run | WVLK-75-A
3063 | WV-OLK | WV-OLK_10 | Little Kanawha River | WVLK | 4003 | WV-OLK-149 | WV-OLK-149_07 | Leading Creek | WVLK-75
3063 | WV-OLK | WV-OLK_10 | Little Kanawha River | WVLK | 4004 | WV-OLK-149-J | WV-OLK-149-J_03 | Horn Creek | WVLK-75-F
3063 | WV-OLK | WV-OLK_10 | Little Kanawha River | WVLK | 4005 | WV-OLK-149-J-5 | WV-OLK-149-J-5_01 | Upper Big Run | WVLK-75-F-3
3063 | WV-OLK | WV-OLK_10 | Little Kanawha River | WVLK | 4006 | WV-OLK-149-J | WV-OLK-149-J_02 | Horn Creek | WVLK-75-F
3063 | WV-OLK | WV-OLK_10 | Little Kanawha River | WVLK | 4007 | WV-OLK-149-J-10 | WV-OLK-149-J-10_01 | Coxcamp Fork | WVLK-75-F-5
3063 | WV-OLK | WV-OLK_10 | Little Kanawha River | WVLK | 4008 | WV-OLK-149-J | WV-OLK-149-J_01 | Horn Creek | WVLK-75-F
3063 | WV-OLK | WV-OLK_10 | Little Kanawha River | WVLK | 4009 | WV-OLK-149 | WV-OLK-149_06 | Leading Creek | WVLK-75
3063 | WV-OLK | WV-OLK_10 | Little Kanawha River | WVLK | 4010 | WV-OLK-149-P | WV-OLK-149-P_01 | Ellis Run | WVLK-75-I
3063 | WV-OLK | WV-OLK_10 | Little Kanawha River | WVLK | 4011 | WV-OLK-149 | WV-OLK-149_06 | Leading Creek | WVLK-75
3063 | WV-OLK | WV-OLK_10 | Little Kanawha River | WVLK | 4012 | WV-OLK-149-W | WV-OLK-149-W_03 | Cove Creek | WVLK-75-K
3063 | WV-OLK | WV-OLK_10 | Little Kanawha River | WVLK | 4013 | WV-OLK-149-W-4 | WV-OLK-149-W-4_01 | Little Cove Creek | WVLK-75-K-2
3063 | WV-OLK | WV-OLK_10 | Little Kanawha River | WVLK | 4014 | WV-OLK-149-W | WV-OLK-149-W_03 | Cove Creek | WVLK-75-K
3063 | WV-OLK | WV-OLK_10 | Little Kanawha River | WVLK | 4015 | WV-OLK-149-W-6 | WV-OLK-149-W-6_01 | Crane Run | WVLK-75-K-4
3063 | WV-OLK | WV-OLK_10 | Little Kanawha River | WVLK | 4016 | WV-OLK-149-W | WV-OLK-149-W_03 | Cove Creek | WVLK-75-K
3063 | WV-OLK | WV-OLK_10 | Little Kanawha River | WVLK | 4017 | WV-OLK-149-W-9 | WV-OLK-149-W-9_01 | Bear Fork | WVLK-75-K-6
3063 | WV-OLK | WV-OLK_10 | Little Kanawha River | WVLK | 4018 | WV-OLK-149-W | WV-OLK-149-W_02 | Cove Creek | WVLK-75-K
3063 | WV-OLK | WV-OLK_10 | Little Kanawha River | WVLK | 4019 | WV-OLK-149-W-10 | WV-OLK-149-W-10_01 | Rush Run | WVLK-75-K-7
3063 | WV-OLK | WV-OLK_10 | Little Kanawha River | WVLK | 4020 | WV-OLK-149-W | WV-OLK-149-W_02 | Cove Creek | WVLK-75-K
3063 | WV-OLK | WV-OLK_10 | Little Kanawha River | WVLK | 4021 | WV-OLK-149-W-13 | WV-OLK-149-W-13_01 | Fallen Timber Run | WVLK-75-K-8
3063 | WV-OLK | WV-OLK_10 | Little Kanawha River | WVLK | 4022 | WV-OLK-149-W | WV-OLK-149-W_02 | Cove Creek | WVLK-75-K
3063 | WV-OLK | WV-OLK_10 | Little Kanawha River | WVLK | 4023 | WV-OLK-149-W | WV-OLK-149-W_01 | Cove Creek | WVLK-75-K
3063 | WV-OLK | WV-OLK_10 | Little Kanawha River | WVLK | 4024 | WV-OLK-149 | WV-OLK-149_05 | Leading Creek | WVLK-75
3063 | WV-OLK | WV-OLK_10 | Little Kanawha River | WVLK | 4025 | WV-OLK-149-AC | WV-OLK-149-AC_04 | Fink Creek | WVLK-75-N
3063 | WV-OLK | WV-OLK_10 | Little Kanawha River | WVLK | 4026 | WV-OLK-149-AC | WV-OLK-149-AC_04 | Fink Creek | WVLK-75-N
3063 | WV-OLK | WV-OLK_10 | Little Kanawha River | WVLK | 4027 | WV-OLK-149-AC-7 | WV-OLK-149-AC-7_01 | Walnut Fork | WVLK-75-N-1
3063 | WV-OLK | WV-OLK_10 | Little Kanawha River | WVLK | 4028 | WV-OLK-149-AC | WV-OLK-149-AC_03 | Fink Creek | WVLK-75-N
3063 | WV-OLK | WV-OLK_10 | Little Kanawha River | WVLK | 4029 | WV-OLK-149-AC-13 | WV-OLK-149-AC-13_01 | Straight Run | WVLK-75-N-3
3063 | WV-OLK | WV-OLK_10 | Little Kanawha River | WVLK | 4030 | WV-OLK-149-AC | WV-OLK-149-AC_03 | Fink Creek | WVLK-75-N
3063 | WV-OLK | WV-OLK_10 | Little Kanawha River | WVLK | 4031 | WV-OLK-149-AC-19 | WV-OLK-149-AC-19_01 | Sand Fork | WVLK-75-N-5
3063 | WV-OLK | WV-OLK_10 | Little Kanawha River | WVLK | 4032 | WV-OLK-149-AC-19-D | WV-OLK-149-AC-19-D_01 | Buck Run | WVLK-75-N-5-A
3063 | WV-OLK | WV-OLK_10 | Little Kanawha River | WVLK | 4033 | WV-OLK-149-AC-19 | WV-OLK-149-AC-19_01 | Sand Fork | WVLK-75-N-5
3063 | WV-OLK | WV-OLK_10 | Little Kanawha River | WVLK | 4034 | WV-OLK-149-AC | WV-OLK-149-AC_02 | Fink Creek | WVLK-75-N
3063 | WV-OLK | WV-OLK_10 | Little Kanawha River | WVLK | 4035 | WV-OLK-149-AC-21 | WV-OLK-149-AC-21_01 | Buck Run | WVLK-75-N-5.5
3063 | WV-OLK | WV-OLK_10 | Little Kanawha River | WVLK | 4036 | WV-OLK-149-AC | WV-OLK-149-AC_02 | Fink Creek | WVLK-75-N
3063 | WV-OLK | WV-OLK_10 | Little Kanawha River | WVLK | 4037 | WV-OLK-149-AC-24 | WV-OLK-149-AC-24_01 | Dry Fork | WVLK-75-N-6
3063 | WV-OLK | WV-OLK_10 | Little Kanawha River | WVLK | 4038 | WV-OLK-149-AC | WV-OLK-149-AC_01 | Fink Creek | WVLK-75-N
3063 | WV-OLK | WV-OLK_10 | Little Kanawha River | WVLK | 4039 | WV-OLK-149-AC-28 | WV-OLK-149-AC-28_01 | Wolf Run | WVLK-75-N-6.5
3063 | WV-OLK | WV-OLK_10 | Little Kanawha River | WVLK | 4040 | WV-OLK-149-AC | WV-OLK-149-AC_01 | Fink Creek | WVLK-75-N
3063 | WV-OLK | WV-OLK_10 | Little Kanawha River | WVLK | 4041 | WV-OLK-149-AC-36 | WV-OLK-149-AC-36_01 | Isaacs Fork | WVLK-75-N-7
3063 | WV-OLK | WV-OLK_10 | Little Kanawha River | WVLK | 4042 | WV-OLK-149-AC | WV-OLK-149-AC_01 | Fink Creek | WVLK-75-N
3063 | WV-OLK | WV-OLK_10 | Little Kanawha River | WVLK | 4043 | WV-OLK-149 | WV-OLK-149_03 | Leading Creek | WVLK-75
3063 | WV-OLK | WV-OLK_10 | Little Kanawha River | WVLK | 4044 | WV-OLK-149-AE | WV-OLK-149-AE_01 | Happy Hollow | WVLK-75-N.5
3063 | WV-OLK | WV-OLK_10 | Little Kanawha River | WVLK | 4045 | WV-OLK-149 | WV-OLK-149_03 | Leading Creek | WVLK-75
3063 | WV-OLK | WV-OLK_10 | Little Kanawha River | WVLK | 4046 | WV-OLK-149-AG | WV-OLK-149-AG_01 | UNT/Leading Creek RM 19.48
3063 | WV-OLK | WV-OLK_10 | Little Kanawha River | WVLK | 4047 | WV-OLK-149 | WV-OLK-149_03 | Leading Creek | WVLK-75
3063 | WV-OLK | WV-OLK_10 | Little Kanawha River | WVLK | 4048 | WV-OLK-149-AI | WV-OLK-149-AI_01 | Sleeths Run | WVLK-75-O.5
3063 | WV-OLK | WV-OLK_10 | Little Kanawha River | WVLK | 4049 | WV-OLK-149 | WV-OLK-149_03 | Leading Creek | WVLK-75
3063 | WV-OLK | WV-OLK_10 | Little Kanawha River | WVLK | 4050 | WV-OLK-149-AM | WV-OLK-149-AM_01 | Crooked Run | WVLK-75-P
3063 | WV-OLK | WV-OLK_10 | Little Kanawha River | WVLK | 4051 | WV-OLK-149 | WV-OLK-149_03 | Leading Creek | WVLK-75
3063 | WV-OLK | WV-OLK_10 | Little Kanawha River | WVLK | 4052 | WV-OLK-149-AQ | WV-OLK-149-AQ_01 | Alum Fork | WVLK-75-Q
3063 | WV-OLK | WV-OLK_10 | Little Kanawha River | WVLK | 4053 | WV-OLK-149-AQ-4 | WV-OLK-149-AQ-4_01 | Back Fork | WVLK-75-Q-2
3063 | WV-OLK | WV-OLK_10 | Little Kanawha River | WVLK | 4054 | WV-OLK-149-AQ | WV-OLK-149-AQ_01 | Alum Fork | WVLK-75-Q
3063 | WV-OLK | WV-OLK_10 | Little Kanawha River | WVLK | 4055 | WV-OLK-149 | WV-OLK-149_01 | Leading Creek | WVLK-75
3063 | WV-OLK | WV-OLK_10 | Little Kanawha River | WVLK | 4056 | WV-OLK-149 | WV-OLK-149_01 | Leading Creek | WVLK-75
3063 | WV-OLK | WV-OLK_10 | Little Kanawha River | WVLK | 4057 | WV-OLK | WV-OLK_09 | Little Kanawha River | WVLK
3063 | WV-OLK | WV-OLK_10 | Little Kanawha River | WVLK | 4058 | WV-OLK-155 | WV-OLK-155_01 | Sycamore Run | WVLK-77
3063 | WV-OLK | WV-OLK_10 | Little Kanawha River | WVLK | 4059 | WV-OLK | WV-OLK_09 | Little Kanawha River | WVLK
3063 | WV-OLK | WV-OLK_10 | Little Kanawha River | WVLK | 4060 | WV-OLK-159 | WV-OLK-159_01 | Stewart Creek | WVLK-79
3063 | WV-OLK | WV-OLK_10 | Little Kanawha River | WVLK | 4061 | WV-OLK-159-C | WV-OLK-159-C_01 | Collins Run | WVLK-79-B
3063 | WV-OLK | WV-OLK_10 | Little Kanawha River | WVLK | 4062 | WV-OLK-159 | WV-OLK-159_01 | Stewart Creek | WVLK-79
3063 | WV-OLK | WV-OLK_10 | Little Kanawha River | WVLK | 4063 | WV-OLK | WV-OLK_09 | Little Kanawha River | WVLK
3063 | WV-OLK | WV-OLK_10 | Little Kanawha River | WVLK | 4064 | WV-OLK-163 | WV-OLK-163_01 | Duck Creek | WVLK-82
3063 | WV-OLK | WV-OLK_10 | Little Kanawha River | WVLK | 4065 | WV-OLK-163-A | WV-OLK-163-A_01 | UNT/Duck Creek RM 1.34
3063 | WV-OLK | WV-OLK_10 | Little Kanawha River | WVLK | 4066 | WV-OLK-163 | WV-OLK-163_01 | Duck Creek | WVLK-82
3063 | WV-OLK | WV-OLK_10 | Little Kanawha River | WVLK | 4067 | WV-OLK-163-C | WV-OLK-163-C_01 | UNT/Duck Creek RM 2.33 | WVLK-82-B
3063 | WV-OLK | WV-OLK_10 | Little Kanawha River | WVLK | 4068 | WV-OLK-163 | WV-OLK-163_01 | Duck Creek | WVLK-82
3063 | WV-OLK | WV-OLK_10 | Little Kanawha River | WVLK | 4069 | WV-OLK | WV-OLK_09 | Little Kanawha River | WVLK
3063 | WV-OLK | WV-OLK_10 | Little Kanawha River | WVLK | 4070 | WV-OLK-164 | WV-OLK-164_01 | Bear Run | WVLK-83
3063 | WV-OLK | WV-OLK_10 | Little Kanawha River | WVLK | 4071 | WV-OLK | WV-OLK_09 | Little Kanawha River | WVLK
3063 | WV-OLK | WV-OLK_10 | Little Kanawha River | WVLK | 4072 | WV-OLK-166 | WV-OLK-166_01 | Lynch Run | WVLK-85
3063 | WV-OLK | WV-OLK_10 | Little Kanawha River | WVLK | 4073 | WV-OLK-166-C | WV-OLK-166-C_01 | UNT/Lynch Run RM 0.91 | WVLK-85-C
3063 | WV-OLK | WV-OLK_10 | Little Kanawha River | WVLK | 4074 | WV-OLK-166 | WV-OLK-166_01 | Lynch Run | WVLK-85
3063 | WV-OLK | WV-OLK_10 | Little Kanawha River | WVLK | 4075 | WV-OLK | WV-OLK_09 | Little Kanawha River | WVLK
3063 | WV-OLK | WV-OLK_10 | Little Kanawha River | WVLK | 4076 | WV-OLK-168 | WV-OLK-168_05 | Sand Fork | WVLK-86
3063 | WV-OLK | WV-OLK_10 | Little Kanawha River | WVLK | 4077 | WV-OLK-168-C | WV-OLK-168-C_01 | Joes Run | WVLK-86-B
3063 | WV-OLK | WV-OLK_10 | Little Kanawha River | WVLK | 4078 | WV-OLK-168 | WV-OLK-168_05 | Sand Fork | WVLK-86
3063 | WV-OLK | WV-OLK_10 | Little Kanawha River | WVLK | 4079 | WV-OLK-168-E | WV-OLK-168-E_01 | Ellis Creek | WVLK-86-C
3063 | WV-OLK | WV-OLK_10 | Little Kanawha River | WVLK | 4080 | WV-OLK-168-E-4 | WV-OLK-168-E-4_01 | Jakes Run | WVLK-86-C-3
3063 | WV-OLK | WV-OLK_10 | Little Kanawha River | WVLK | 4081 | WV-OLK-168-E | WV-OLK-168-E_01 | Ellis Creek | WVLK-86-C
3063 | WV-OLK | WV-OLK_10 | Little Kanawha River | WVLK | 4082 | WV-OLK-168 | WV-OLK-168_05 | Sand Fork | WVLK-86
3063 | WV-OLK | WV-OLK_10 | Little Kanawha River | WVLK | 4083 | WV-OLK-168-H | WV-OLK-168-H_03 | Indian Fork | WVLK-86-E
3063 | WV-OLK | WV-OLK_10 | Little Kanawha River | WVLK | 4084 | WV-OLK-168-H-3 | WV-OLK-168-H-3_01 | Heaters Fork | WVLK-86-E-1
3063 | WV-OLK | WV-OLK_10 | Little Kanawha River | WVLK | 4085 | WV-OLK-168-H-3-B | WV-OLK-168-H-3-B_01 | Rocky Fork | WVLK-86-E-1-B
3063 | WV-OLK | WV-OLK_10 | Little Kanawha River | WVLK | 4086 | WV-OLK-168-H-3 | WV-OLK-168-H-3_01 | Heaters Fork | WVLK-86-E-1
3063 | WV-OLK | WV-OLK_10 | Little Kanawha River | WVLK | 4087 | WV-OLK-168-H | WV-OLK-168-H_03 | Indian Fork | WVLK-86-E
3063 | WV-OLK | WV-OLK_10 | Little Kanawha River | WVLK | 4088 | WV-OLK-168-H | WV-OLK-168-H_02 | Indian Fork | WVLK-86-E
3063 | WV-OLK | WV-OLK_10 | Little Kanawha River | WVLK | 4089 | WV-OLK-168-H-12 | WV-OLK-168-H-12_01 | Bens Run | WVLK-86-E-5
3063 | WV-OLK | WV-OLK_10 | Little Kanawha River | WVLK | 4090 | WV-OLK-168-H | WV-OLK-168-H_01 | Indian Fork | WVLK-86-E
3063 | WV-OLK | WV-OLK_10 | Little Kanawha River | WVLK | 4091 | WV-OLK-168-H-14 | WV-OLK-168-H-14_01 | Sleepcamp Run | WVLK-86-E-7
3063 | WV-OLK | WV-OLK_10 | Little Kanawha River | WVLK | 4092 | WV-OLK-168-H | WV-OLK-168-H_01 | Indian Fork | WVLK-86-E
3063 | WV-OLK | WV-OLK_10 | Little Kanawha River | WVLK | 4093 | WV-OLK-168-H-16 | WV-OLK-168-H-16_01 | Goosepen Run | WVLK-86-E-8
3063 | WV-OLK | WV-OLK_10 | Little Kanawha River | WVLK | 4094 | WV-OLK-168-H | WV-OLK-168-H_01 | Indian Fork | WVLK-86-E
3063 | WV-OLK | WV-OLK_10 | Little Kanawha River | WVLK | 4095 | WV-OLK-168 | WV-OLK-168_04 | Sand Fork | WVLK-86
3063 | WV-OLK | WV-OLK_10 | Little Kanawha River | WVLK | 4096 | WV-OLK-168-J | WV-OLK-168-J_01 | Butchers Fork | WVLK-86-G
3063 | WV-OLK | WV-OLK_10 | Little Kanawha River | WVLK | 4097 | WV-OLK-168 | WV-OLK-168_04 | Sand Fork | WVLK-86
3063 | WV-OLK | WV-OLK_10 | Little Kanawha River | WVLK | 4098 | WV-OLK-168-L | WV-OLK-168-L_01 | Old Field Fork | WVLK-86-I
3063 | WV-OLK | WV-OLK_10 | Little Kanawha River | WVLK | 4099 | WV-OLK-168 | WV-OLK-168_04 | Sand Fork | WVLK-86
3063 | WV-OLK | WV-OLK_10 | Little Kanawha River | WVLK | 4100 | WV-OLK-168-N | WV-OLK-168-N_01 | Cove Lick | WVLK-86-J
3063 | WV-OLK | WV-OLK_10 | Little Kanawha River | WVLK | 4101 | WV-OLK-168-N-4 | WV-OLK-168-N-4_01 | Laurel Run | WVLK-86-J-3
3063 | WV-OLK | WV-OLK_10 | Little Kanawha River | WVLK | 4102 | WV-OLK-168-N | WV-OLK-168-N_01 | Cove Lick | WVLK-86-J
3063 | WV-OLK | WV-OLK_10 | Little Kanawha River | WVLK | 4103 | WV-OLK-168 | WV-OLK-168_03 | Sand Fork | WVLK-86
3063 | WV-OLK | WV-OLK_10 | Little Kanawha River | WVLK | 4104 | WV-OLK-168-R | WV-OLK-168-R_01 | Rock Run | WVLK-86-K
3063 | WV-OLK | WV-OLK_10 | Little Kanawha River | WVLK | 4105 | WV-OLK-168 | WV-OLK-168_03 | Sand Fork | WVLK-86
3063 | WV-OLK | WV-OLK_10 | Little Kanawha River | WVLK | 4106 | WV-OLK-168-Z | WV-OLK-168-Z_01 | Crooked Fork | WVLK-86-M
3063 | WV-OLK | WV-OLK_10 | Little Kanawha River | WVLK | 4107 | WV-OLK-168 | WV-OLK-168_01 | Sand Fork | WVLK-86
3063 | WV-OLK | WV-OLK_10 | Little Kanawha River | WVLK | 4108 | WV-OLK | WV-OLK_08 | Little Kanawha River | WVLK
3063 | WV-OLK | WV-OLK_10 | Little Kanawha River | WVLK | 4109 | WV-OLK-171 | WV-OLK-171_01 | Duskcamp Run | WVLK-88
3063 | WV-OLK | WV-OLK_10 | Little Kanawha River | WVLK | 4110 | WV-OLK-171-A | WV-OLK-171-A_01 | Right Fork/Duskcamp Run | WVLK-88-A
3063 | WV-OLK | WV-OLK_10 | Little Kanawha River | WVLK | 4111 | WV-OLK-171-A-3 | WV-OLK-171-A-3_01 | Turkey Fork | WVLK-88-A-1
3063 | WV-OLK | WV-OLK_10 | Little Kanawha River | WVLK | 4112 | WV-OLK-171-A | WV-OLK-171-A_01 | Right Fork/Duskcamp Run | WVLK-88-A
3063 | WV-OLK | WV-OLK_10 | Little Kanawha River | WVLK | 4113 | WV-OLK-171 | WV-OLK-171_01 | Duskcamp Run | WVLK-88
3063 | WV-OLK | WV-OLK_10 | Little Kanawha River | WVLK | 4114 | WV-OLK-171-C | WV-OLK-171-C_01 | UNT/Duskcamp Run RM 1.98
3063 | WV-OLK | WV-OLK_10 | Little Kanawha River | WVLK | 4115 | WV-OLK-171 | WV-OLK-171_01 | Duskcamp Run | WVLK-88
3063 | WV-OLK | WV-OLK_10 | Little Kanawha River | WVLK | 4116 | WV-OLK-171-E | WV-OLK-171-E_01 | Toler Fork | WVLK-88-B
3063 | WV-OLK | WV-OLK_10 | Little Kanawha River | WVLK | 4117 | WV-OLK-171 | WV-OLK-171_01 | Duskcamp Run | WVLK-88
3063 | WV-OLK | WV-OLK_10 | Little Kanawha River | WVLK | 4118 | WV-OLK | WV-OLK_08 | Little Kanawha River | WVLK
3063 | WV-OLK | WV-OLK_10 | Little Kanawha River | WVLK | 4119 | WV-OLK-173 | WV-OLK-173_02 | Copen Run | WVLK-90
3063 | WV-OLK | WV-OLK_10 | Little Kanawha River | WVLK | 4120 | WV-OLK-173-A | WV-OLK-173-A_01 | Bower Run | WVLK-90-A
3063 | WV-OLK | WV-OLK_10 | Little Kanawha River | WVLK | 4121 | WV-OLK-173 | WV-OLK-173_01 | Copen Run | WVLK-90
3063 | WV-OLK | WV-OLK_10 | Little Kanawha River | WVLK | 4122 | WV-OLK-173-B | WV-OLK-173-B_01 | Bull Fork | WVLK-90-D
3063 | WV-OLK | WV-OLK_10 | Little Kanawha River | WVLK | 4123 | WV-OLK-173 | WV-OLK-173_01 | Copen Run | WVLK-90
3063 | WV-OLK | WV-OLK_10 | Little Kanawha River | WVLK | 4124 | WV-OLK-173-D | WV-OLK-173-D_01 | Wolfpen Run | WVLK-90-E
3063 | WV-OLK | WV-OLK_10 | Little Kanawha River | WVLK | 4125 | WV-OLK-173 | WV-OLK-173_01 | Copen Run | WVLK-90
3063 | WV-OLK | WV-OLK_10 | Little Kanawha River | WVLK | 4126 | WV-OLK | WV-OLK_08 | Little Kanawha River | WVLK
3063 | WV-OLK | WV-OLK_10 | Little Kanawha River | WVLK | 4127 | WV-OLK-175 | WV-OLK-175_01 | Hyers Run | WVLK-92
3063 | WV-OLK | WV-OLK_10 | Little Kanawha River | WVLK | 4128 | WV-OLK | WV-OLK_08 | Little Kanawha River | WVLK
3063 | WV-OLK | WV-OLK_10 | Little Kanawha River | WVLK | 4129 | WV-OLK-177 | WV-OLK-177_03 | Oil Creek | WVLK-94
3063 | WV-OLK | WV-OLK_10 | Little Kanawha River | WVLK | 4130 | WV-OLK-177-E | WV-OLK-177-E_02 | Clover Fork | WVLK-94-E
3063 | WV-OLK | WV-OLK_10 | Little Kanawha River | WVLK | 4131 | WV-OLK-177-E-6 | WV-OLK-177-E-6_01 | Meadow Run | WVLK-94-E-1
3063 | WV-OLK | WV-OLK_10 | Little Kanawha River | WVLK | 4132 | WV-OLK-177-E | WV-OLK-177-E_01 | Clover Fork | WVLK-94-E
3063 | WV-OLK | WV-OLK_10 | Little Kanawha River | WVLK | 4133 | WV-OLK-177 | WV-OLK-177_02 | Oil Creek | WVLK-94
3063 | WV-OLK | WV-OLK_10 | Little Kanawha River | WVLK | 4134 | WV-OLK-177-F | WV-OLK-177-F_01 | Threelick Run | WVLK-94-F
3063 | WV-OLK | WV-OLK_10 | Little Kanawha River | WVLK | 4135 | WV-OLK-177 | WV-OLK-177_02 | Oil Creek | WVLK-94
3063 | WV-OLK | WV-OLK_10 | Little Kanawha River | WVLK | 4136 | WV-OLK-177-K | WV-OLK-177-K_01 | Redlick Run | WVLK-94-I
3063 | WV-OLK | WV-OLK_10 | Little Kanawha River | WVLK | 4137 | WV-OLK-177 | WV-OLK-177_01 | Oil Creek | WVLK-94
3063 | WV-OLK | WV-OLK_10 | Little Kanawha River | WVLK | 4138 | WV-OLK | WV-OLK_08 | Little Kanawha River | WVLK
3063 | WV-OLK | WV-OLK_10 | Little Kanawha River | WVLK | 4139 | WV-OLK-178 | WV-OLK-178_04 | Saltlick Creek | WVLK-95
3063 | WV-OLK | WV-OLK_10 | Little Kanawha River | WVLK | 4140 | WV-OLK-178-E | WV-OLK-178-E_01 | Right Fork/Saltlick Creek | WVLK-95-B
3063 | WV-OLK | WV-OLK_10 | Little Kanawha River | WVLK | 4141 | WV-OLK-178 | WV-OLK-178_04 | Saltlick Creek | WVLK-95
3063 | WV-OLK | WV-OLK_10 | Little Kanawha River | WVLK | 4142 | WV-OLK-178-H | WV-OLK-178-H_01 | Burns Run | WVLK-95-D
3063 | WV-OLK | WV-OLK_10 | Little Kanawha River | WVLK | 4143 | WV-OLK-178 | WV-OLK-178_04 | Saltlick Creek | WVLK-95
3063 | WV-OLK | WV-OLK_10 | Little Kanawha River | WVLK | 4144 | WV-OLK-178-L | WV-OLK-178-L_01 | O'Brien Fork | WVLK-95-G
3063 | WV-OLK | WV-OLK_10 | Little Kanawha River | WVLK | 4145 | WV-OLK-178-L-3 | WV-OLK-178-L-3_01 | Right Fork/O'Brien Fork | WVLK-95-G-1
3063 | WV-OLK | WV-OLK_10 | Little Kanawha River | WVLK | 4146 | WV-OLK-178-L-4 | WV-OLK-178-L-4_01 | Berry Fork | WVLK-95-G-2
3063 | WV-OLK | WV-OLK_10 | Little Kanawha River | WVLK | 4147 | WV-OLK-178 | WV-OLK-178_03 | Saltlick Creek | WVLK-95
3063 | WV-OLK | WV-OLK_10 | Little Kanawha River | WVLK | 4148 | WV-OLK-178-P | WV-OLK-178-P_01 | Pickles Fork | WVLK-95-I
3063 | WV-OLK | WV-OLK_10 | Little Kanawha River | WVLK | 4149 | WV-OLK-178 | WV-OLK-178_03 | Saltlick Creek | WVLK-95
3063 | WV-OLK | WV-OLK_10 | Little Kanawha River | WVLK | 4150 | WV-OLK-178-S | WV-OLK-178-S_01 | Spruce Fork | WVLK-95-J
3063 | WV-OLK | WV-OLK_10 | Little Kanawha River | WVLK | 4151 | WV-OLK-178 | WV-OLK-178_03 | Saltlick Creek | WVLK-95
3063 | WV-OLK | WV-OLK_10 | Little Kanawha River | WVLK | 4152 | WV-OLK-178-W | WV-OLK-178-W_01 | Hughes Fork | WVLK-95-K
3063 | WV-OLK | WV-OLK_10 | Little Kanawha River | WVLK | 4153 | WV-OLK-178 | WV-OLK-178_02 | Saltlick Creek | WVLK-95
3063 | WV-OLK | WV-OLK_10 | Little Kanawha River | WVLK | 4154 | WV-OLK-178-X | WV-OLK-178-X_01 | Carpenter Fork | WVLK-95-L
3063 | WV-OLK | WV-OLK_10 | Little Kanawha River | WVLK | 4155 | WV-OLK-178 | WV-OLK-178_01 | Saltlick Creek | WVLK-95
3063 | WV-OLK | WV-OLK_10 | Little Kanawha River | WVLK | 4156 | WV-OLK | WV-OLK_07 | Little Kanawha River | WVLK
3063 | WV-OLK | WV-OLK_10 | Little Kanawha River | WVLK | 4157 | WV-OLK-183 | WV-OLK-183_01 | Williams Run | WVLK-96.5
3074 | WV-OLK-134 | WV-OLK-134_04 | Tanner Creek | WVLK-66 | 3074 | WV-OLK-134 | WV-OLK-134_04 | Tanner Creek | WVLK-66
3074 | WV-OLK-134 | WV-OLK-134_04 | Tanner Creek | WVLK-66 | 3075 | WV-OLK-134-G | WV-OLK-134-G_01 | Trace Fork | WVLK-66-A
3074 | WV-OLK-134 | WV-OLK-134_04 | Tanner Creek | WVLK-66 | 3076 | WV-OLK-134-G-7 | WV-OLK-134-G-7_01 | UNT/Trace Fork RM 2.38
3074 | WV-OLK-134 | WV-OLK-134_04 | Tanner Creek | WVLK-66 | 3077 | WV-OLK-134-G | WV-OLK-134-G_01 | Trace Fork | WVLK-66-A
3074 | WV-OLK-134 | WV-OLK-134_04 | Tanner Creek | WVLK-66 | 3078 | WV-OLK-134 | WV-OLK-134_04 | Tanner Creek | WVLK-66
3074 | WV-OLK-134 | WV-OLK-134_04 | Tanner Creek | WVLK-66 | 3079 | WV-OLK-134-I | WV-OLK-134-I_01 | Laurel Fork | WVLK-66-C
3074 | WV-OLK-134 | WV-OLK-134_04 | Tanner Creek | WVLK-66 | 3080 | WV-OLK-134 | WV-OLK-134_03 | Tanner Creek | WVLK-66
3074 | WV-OLK-134 | WV-OLK-134_04 | Tanner Creek | WVLK-66 | 3081 | WV-OLK-134-Q | WV-OLK-134-Q_01 | Bull Fork | WVLK-66-E
3074 | WV-OLK-134 | WV-OLK-134_04 | Tanner Creek | WVLK-66 | 3082 | WV-OLK-134 | WV-OLK-134_02 | Tanner Creek | WVLK-66
3074 | WV-OLK-134 | WV-OLK-134_04 | Tanner Creek | WVLK-66 | 3083 | WV-OLK-134-V | WV-OLK-134-V_01 | Ellis Fork | WVLK-66-G
3074 | WV-OLK-134 | WV-OLK-134_04 | Tanner Creek | WVLK-66 | 3084 | WV-OLK-134 | WV-OLK-134_01 | Tanner Creek | WVLK-66
3074 | WV-OLK-134 | WV-OLK-134_04 | Tanner Creek | WVLK-66 | 3085 | WV-OLK-134 | WV-OLK-134_01 | Tanner Creek | WVLK-66
3080 | WV-OLK-134 | WV-OLK-134_03 | Tanner Creek | WVLK-66 | 3080 | WV-OLK-134 | WV-OLK-134_03 | Tanner Creek | WVLK-66
3080 | WV-OLK-134 | WV-OLK-134_03 | Tanner Creek | WVLK-66 | 3081 | WV-OLK-134-Q | WV-OLK-134-Q_01 | Bull Fork | WVLK-66-E
3080 | WV-OLK-134 | WV-OLK-134_03 | Tanner Creek | WVLK-66 | 3082 | WV-OLK-134 | WV-OLK-134_02 | Tanner Creek | WVLK-66
3080 | WV-OLK-134 | WV-OLK-134_03 | Tanner Creek | WVLK-66 | 3083 | WV-OLK-134-V | WV-OLK-134-V_01 | Ellis Fork | WVLK-66-G
3080 | WV-OLK-134 | WV-OLK-134_03 | Tanner Creek | WVLK-66 | 3084 | WV-OLK-134 | WV-OLK-134_01 | Tanner Creek | WVLK-66
3080 | WV-OLK-134 | WV-OLK-134_03 | Tanner Creek | WVLK-66 | 3085 | WV-OLK-134 | WV-OLK-134_01 | Tanner Creek | WVLK-66
3082 | WV-OLK-134 | WV-OLK-134_02 | Tanner Creek | WVLK-66 | 3082 | WV-OLK-134 | WV-OLK-134_02 | Tanner Creek | WVLK-66
3082 | WV-OLK-134 | WV-OLK-134_02 | Tanner Creek | WVLK-66 | 3083 | WV-OLK-134-V | WV-OLK-134-V_01 | Ellis Fork | WVLK-66-G
3082 | WV-OLK-134 | WV-OLK-134_02 | Tanner Creek | WVLK-66 | 3084 | WV-OLK-134 | WV-OLK-134_01 | Tanner Creek | WVLK-66
3082 | WV-OLK-134 | WV-OLK-134_02 | Tanner Creek | WVLK-66 | 3085 | WV-OLK-134 | WV-OLK-134_01 | Tanner Creek | WVLK-66
3084 | WV-OLK-134 | WV-OLK-134_01 | Tanner Creek | WVLK-66 | 3084 | WV-OLK-134 | WV-OLK-134_01 | Tanner Creek | WVLK-66
3084 | WV-OLK-134 | WV-OLK-134_01 | Tanner Creek | WVLK-66 | 3085 | WV-OLK-134 | WV-OLK-134_01 | Tanner Creek | WVLK-66
3093 | WV-OLK-142 | WV-OLK-142_05 | Cedar Creek | WVLK-72 | 3093 | WV-OLK-142 | WV-OLK-142_05 | Cedar Creek | WVLK-72
3093 | WV-OLK-142 | WV-OLK-142_05 | Cedar Creek | WVLK-72 | 3094 | WV-OLK-142-C | WV-OLK-142-C_01 | Paddy Run | WVLK-72-A
3093 | WV-OLK-142 | WV-OLK-142_05 | Cedar Creek | WVLK-72 | 3095 | WV-OLK-142 | WV-OLK-142_05 | Cedar Creek | WVLK-72
3093 | WV-OLK-142 | WV-OLK-142_05 | Cedar Creek | WVLK-72 | 3096 | WV-OLK-142-G | WV-OLK-142-G_01 | Grandcamp Run | WVLK-72-B
3093 | WV-OLK-142 | WV-OLK-142_05 | Cedar Creek | WVLK-72 | 3097 | WV-OLK-142 | WV-OLK-142_05 | Cedar Creek | WVLK-72
3093 | WV-OLK-142 | WV-OLK-142_05 | Cedar Creek | WVLK-72 | 3098 | WV-OLK-142-L | WV-OLK-142-L_01 | Spruce Run | WVLK-72-D
3093 | WV-OLK-142 | WV-OLK-142_05 | Cedar Creek | WVLK-72 | 3099 | WV-OLK-142 | WV-OLK-142_05 | Cedar Creek | WVLK-72
3093 | WV-OLK-142 | WV-OLK-142_05 | Cedar Creek | WVLK-72 | 3100 | WV-OLK-142-P | WV-OLK-142-P_01 | Upper Two Run | WVLK-72-E
3093 | WV-OLK-142 | WV-OLK-142_05 | Cedar Creek | WVLK-72 | 3101 | WV-OLK-142-P-1 | WV-OLK-142-P-1_01 | Sugarcamp Run | WVLK-72-E-1
3093 | WV-OLK-142 | WV-OLK-142_05 | Cedar Creek | WVLK-72 | 3102 | WV-OLK-142-P | WV-OLK-142-P_01 | Upper Two Run | WVLK-72-E
3093 | WV-OLK-142 | WV-OLK-142_05 | Cedar Creek | WVLK-72 | 3103 | WV-OLK-142-P-2 | WV-OLK-142-P-2_01 | Long Lick Run | WVLK-72-E-2
3093 | WV-OLK-142 | WV-OLK-142_05 | Cedar Creek | WVLK-72 | 3104 | WV-OLK-142-P | WV-OLK-142-P_01 | Upper Two Run | WVLK-72-E
3093 | WV-OLK-142 | WV-OLK-142_05 | Cedar Creek | WVLK-72 | 3105 | WV-OLK-142 | WV-OLK-142_04 | Cedar Creek | WVLK-72
3093 | WV-OLK-142 | WV-OLK-142_05 | Cedar Creek | WVLK-72 | 3106 | WV-OLK-142-R | WV-OLK-142-R_01 | Little Bull Run | WVLK-72-G
3093 | WV-OLK-142 | WV-OLK-142_05 | Cedar Creek | WVLK-72 | 3107 | WV-OLK-142 | WV-OLK-142_04 | Cedar Creek | WVLK-72
3093 | WV-OLK-142 | WV-OLK-142_05 | Cedar Creek | WVLK-72 | 3108 | WV-OLK-142-Y | WV-OLK-142-Y_01 | Lower Level Run | WVLK-72-I
3093 | WV-OLK-142 | WV-OLK-142_05 | Cedar Creek | WVLK-72 | 3109 | WV-OLK-142 | WV-OLK-142_04 | Cedar Creek | WVLK-72
3093 | WV-OLK-142 | WV-OLK-142_05 | Cedar Creek | WVLK-72 | 3110 | WV-OLK-142-AC | WV-OLK-142-AC_01 | Bull Run | WVLK-72-L
3093 | WV-OLK-142 | WV-OLK-142_05 | Cedar Creek | WVLK-72 | 3111 | WV-OLK-142 | WV-OLK-142_03 | Cedar Creek | WVLK-72
3093 | WV-OLK-142 | WV-OLK-142_05 | Cedar Creek | WVLK-72 | 3112 | WV-OLK-142-AD | WV-OLK-142-AD_01 | Butchers Run | WVLK-72-M
3093 | WV-OLK-142 | WV-OLK-142_05 | Cedar Creek | WVLK-72 | 3113 | WV-OLK-142 | WV-OLK-142_03 | Cedar Creek | WVLK-72
3093 | WV-OLK-142 | WV-OLK-142_05 | Cedar Creek | WVLK-72 | 3114 | WV-OLK-142 | WV-OLK-142_03 | Cedar Creek | WVLK-72
3093 | WV-OLK-142 | WV-OLK-142_05 | Cedar Creek | WVLK-72 | 3115 | WV-OLK-142-AJ | WV-OLK-142-AJ_01 | Trace Run | WVLK-72-P
3093 | WV-OLK-142 | WV-OLK-142_05 | Cedar Creek | WVLK-72 | 3116 | WV-OLK-142 | WV-OLK-142_03 | Cedar Creek | WVLK-72
3093 | WV-OLK-142 | WV-OLK-142_05 | Cedar Creek | WVLK-72 | 3117 | WV-OLK-142-AQ | WV-OLK-142-AQ_01 | Slabcamp Run | WVLK-72-R
3093 | WV-OLK-142 | WV-OLK-142_05 | Cedar Creek | WVLK-72 | 3118 | WV-OLK-142 | WV-OLK-142_03 | Cedar Creek | WVLK-72
3093 | WV-OLK-142 | WV-OLK-142_05 | Cedar Creek | WVLK-72 | 3119 | WV-OLK-142-AR | WV-OLK-142-AR_01 | Right Fork/Cedar Creek | WVLK-72-S
3093 | WV-OLK-142 | WV-OLK-142_05 | Cedar Creek | WVLK-72 | 3120 | WV-OLK-142-AS | WV-OLK-142-AS_01 | Perkins Fork | WVLK-72-T
3093 | WV-OLK-142 | WV-OLK-142_05 | Cedar Creek | WVLK-72 | 3121 | WV-OLK-142-AS-1 | WV-OLK-142-AS-1_01 | Shaver Fork | WVLK-72-T-1
3093 | WV-OLK-142 | WV-OLK-142_05 | Cedar Creek | WVLK-72 | 3122 | WV-OLK-142-AS | WV-OLK-142-AS_01 | Perkins Fork | WVLK-72-T
3093 | WV-OLK-142 | WV-OLK-142_05 | Cedar Creek | WVLK-72 | 3123 | WV-OLK-142-AS-6 | WV-OLK-142-AS-6_01 | Moss Run | WVLK-72-T-3
3093 | WV-OLK-142 | WV-OLK-142_05 | Cedar Creek | WVLK-72 | 3124 | WV-OLK-142-AS | WV-OLK-142-AS_01 | Perkins Fork | WVLK-72-T
3093 | WV-OLK-142 | WV-OLK-142_05 | Cedar Creek | WVLK-72 | 3125 | WV-OLK-142 | WV-OLK-142_01 | Cedar Creek | WVLK-72
3093 | WV-OLK-142 | WV-OLK-142_05 | Cedar Creek | WVLK-72 | 3126 | WV-OLK-142-AT | WV-OLK-142-AT_01 | Marsh Run | WVLK-72-T.5
3093 | WV-OLK-142 | WV-OLK-142_05 | Cedar Creek | WVLK-72 | 3127 | WV-OLK-142 | WV-OLK-142_01 | Cedar Creek | WVLK-72
3093 | WV-OLK-142 | WV-OLK-142_05 | Cedar Creek | WVLK-72 | 3128 | WV-OLK-142-AX | WV-OLK-142-AX_01 | Westfall Fork | WVLK-72-V
3093 | WV-OLK-142 | WV-OLK-142_05 | Cedar Creek | WVLK-72 | 3129 | WV-OLK-142 | WV-OLK-142_01 | Cedar Creek | WVLK-72
3103 | WV-OLK-142-P-2 | WV-OLK-142-P-2_01 | Long Lick Run | WVLK-72-E-2 | 3103 | WV-OLK-142-P-2 | WV-OLK-142-P-2_01 | Long Lick Run | WVLK-72-E-2
3117 | WV-OLK-142-AQ | WV-OLK-142-AQ_01 | Slabcamp Run | WVLK-72-R | 3117 | WV-OLK-142-AQ | WV-OLK-142-AQ_01 | Slabcamp Run | WVLK-72-R
3125 | WV-OLK-142 | WV-OLK-142_01 | Cedar Creek | WVLK-72 | 3125 | WV-OLK-142 | WV-OLK-142_01 | Cedar Creek | WVLK-72
3125 | WV-OLK-142 | WV-OLK-142_01 | Cedar Creek | WVLK-72 | 3126 | WV-OLK-142-AT | WV-OLK-142-AT_01 | Marsh Run | WVLK-72-T.5
3125 | WV-OLK-142 | WV-OLK-142_01 | Cedar Creek | WVLK-72 | 3127 | WV-OLK-142 | WV-OLK-142_01 | Cedar Creek | WVLK-72
3125 | WV-OLK-142 | WV-OLK-142_01 | Cedar Creek | WVLK-72 | 3128 | WV-OLK-142-AX | WV-OLK-142-AX_01 | Westfall Fork | WVLK-72-V
3125 | WV-OLK-142 | WV-OLK-142_01 | Cedar Creek | WVLK-72 | 3129 | WV-OLK-142 | WV-OLK-142_01 | Cedar Creek | WVLK-72
3131 | WV-OLK-146 | WV-OLK-146_01 | Sinking Creek | WVLK-74 | 3131 | WV-OLK-146 | WV-OLK-146_01 | Sinking Creek | WVLK-74
3131 | WV-OLK-146 | WV-OLK-146_01 | Sinking Creek | WVLK-74 | 3132 | WV-OLK-146 | WV-OLK-146_01 | Sinking Creek | WVLK-74
4001 | WV-OLK-149 | WV-OLK-149_07 | Leading Creek | WVLK-75 | 4001 | WV-OLK-149 | WV-OLK-149_07 | Leading Creek | WVLK-75
4001 | WV-OLK-149 | WV-OLK-149_07 | Leading Creek | WVLK-75 | 4002 | WV-OLK-149-A | WV-OLK-149-A_01 | Big Run | WVLK-75-A
4001 | WV-OLK-149 | WV-OLK-149_07 | Leading Creek | WVLK-75 | 4003 | WV-OLK-149 | WV-OLK-149_07 | Leading Creek | WVLK-75
4001 | WV-OLK-149 | WV-OLK-149_07 | Leading Creek | WVLK-75 | 4004 | WV-OLK-149-J | WV-OLK-149-J_03 | Horn Creek | WVLK-75-F
4001 | WV-OLK-149 | WV-OLK-149_07 | Leading Creek | WVLK-75 | 4005 | WV-OLK-149-J-5 | WV-OLK-149-J-5_01 | Upper Big Run | WVLK-75-F-3
4001 | WV-OLK-149 | WV-OLK-149_07 | Leading Creek | WVLK-75 | 4006 | WV-OLK-149-J | WV-OLK-149-J_02 | Horn Creek | WVLK-75-F
4001 | WV-OLK-149 | WV-OLK-149_07 | Leading Creek | WVLK-75 | 4007 | WV-OLK-149-J-10 | WV-OLK-149-J-10_01 | Coxcamp Fork | WVLK-75-F-5
4001 | WV-OLK-149 | WV-OLK-149_07 | Leading Creek | WVLK-75 | 4008 | WV-OLK-149-J | WV-OLK-149-J_01 | Horn Creek | WVLK-75-F
4001 | WV-OLK-149 | WV-OLK-149_07 | Leading Creek | WVLK-75 | 4009 | WV-OLK-149 | WV-OLK-149_06 | Leading Creek | WVLK-75
4001 | WV-OLK-149 | WV-OLK-149_07 | Leading Creek | WVLK-75 | 4010 | WV-OLK-149-P | WV-OLK-149-P_01 | Ellis Run | WVLK-75-I
4001 | WV-OLK-149 | WV-OLK-149_07 | Leading Creek | WVLK-75 | 4011 | WV-OLK-149 | WV-OLK-149_06 | Leading Creek | WVLK-75
4001 | WV-OLK-149 | WV-OLK-149_07 | Leading Creek | WVLK-75 | 4012 | WV-OLK-149-W | WV-OLK-149-W_03 | Cove Creek | WVLK-75-K
4001 | WV-OLK-149 | WV-OLK-149_07 | Leading Creek | WVLK-75 | 4013 | WV-OLK-149-W-4 | WV-OLK-149-W-4_01 | Little Cove Creek | WVLK-75-K-2
4001 | WV-OLK-149 | WV-OLK-149_07 | Leading Creek | WVLK-75 | 4014 | WV-OLK-149-W | WV-OLK-149-W_03 | Cove Creek | WVLK-75-K
4001 | WV-OLK-149 | WV-OLK-149_07 | Leading Creek | WVLK-75 | 4015 | WV-OLK-149-W-6 | WV-OLK-149-W-6_01 | Crane Run | WVLK-75-K-4
4001 | WV-OLK-149 | WV-OLK-149_07 | Leading Creek | WVLK-75 | 4016 | WV-OLK-149-W | WV-OLK-149-W_03 | Cove Creek | WVLK-75-K
4001 | WV-OLK-149 | WV-OLK-149_07 | Leading Creek | WVLK-75 | 4017 | WV-OLK-149-W-9 | WV-OLK-149-W-9_01 | Bear Fork | WVLK-75-K-6
4001 | WV-OLK-149 | WV-OLK-149_07 | Leading Creek | WVLK-75 | 4018 | WV-OLK-149-W | WV-OLK-149-W_02 | Cove Creek | WVLK-75-K
4001 | WV-OLK-149 | WV-OLK-149_07 | Leading Creek | WVLK-75 | 4019 | WV-OLK-149-W-10 | WV-OLK-149-W-10_01 | Rush Run | WVLK-75-K-7
4001 | WV-OLK-149 | WV-OLK-149_07 | Leading Creek | WVLK-75 | 4020 | WV-OLK-149-W | WV-OLK-149-W_02 | Cove Creek | WVLK-75-K
4001 | WV-OLK-149 | WV-OLK-149_07 | Leading Creek | WVLK-75 | 4021 | WV-OLK-149-W-13 | WV-OLK-149-W-13_01 | Fallen Timber Run | WVLK-75-K-8
4001 | WV-OLK-149 | WV-OLK-149_07 | Leading Creek | WVLK-75 | 4022 | WV-OLK-149-W | WV-OLK-149-W_02 | Cove Creek | WVLK-75-K
4001 | WV-OLK-149 | WV-OLK-149_07 | Leading Creek | WVLK-75 | 4023 | WV-OLK-149-W | WV-OLK-149-W_01 | Cove Creek | WVLK-75-K
4001 | WV-OLK-149 | WV-OLK-149_07 | Leading Creek | WVLK-75 | 4024 | WV-OLK-149 | WV-OLK-149_05 | Leading Creek | WVLK-75
4001 | WV-OLK-149 | WV-OLK-149_07 | Leading Creek | WVLK-75 | 4025 | WV-OLK-149-AC | WV-OLK-149-AC_04 | Fink Creek | WVLK-75-N
4001 | WV-OLK-149 | WV-OLK-149_07 | Leading Creek | WVLK-75 | 4026 | WV-OLK-149-AC | WV-OLK-149-AC_04 | Fink Creek | WVLK-75-N
4001 | WV-OLK-149 | WV-OLK-149_07 | Leading Creek | WVLK-75 | 4027 | WV-OLK-149-AC-7 | WV-OLK-149-AC-7_01 | Walnut Fork | WVLK-75-N-1
4001 | WV-OLK-149 | WV-OLK-149_07 | Leading Creek | WVLK-75 | 4028 | WV-OLK-149-AC | WV-OLK-149-AC_03 | Fink Creek | WVLK-75-N
4001 | WV-OLK-149 | WV-OLK-149_07 | Leading Creek | WVLK-75 | 4029 | WV-OLK-149-AC-13 | WV-OLK-149-AC-13_01 | Straight Run | WVLK-75-N-3
4001 | WV-OLK-149 | WV-OLK-149_07 | Leading Creek | WVLK-75 | 4030 | WV-OLK-149-AC | WV-OLK-149-AC_03 | Fink Creek | WVLK-75-N
4001 | WV-OLK-149 | WV-OLK-149_07 | Leading Creek | WVLK-75 | 4031 | WV-OLK-149-AC-19 | WV-OLK-149-AC-19_01 | Sand Fork | WVLK-75-N-5
4001 | WV-OLK-149 | WV-OLK-149_07 | Leading Creek | WVLK-75 | 4032 | WV-OLK-149-AC-19-D | WV-OLK-149-AC-19-D_01 | Buck Run | WVLK-75-N-5-A
4001 | WV-OLK-149 | WV-OLK-149_07 | Leading Creek | WVLK-75 | 4033 | WV-OLK-149-AC-19 | WV-OLK-149-AC-19_01 | Sand Fork | WVLK-75-N-5
4001 | WV-OLK-149 | WV-OLK-149_07 | Leading Creek | WVLK-75 | 4034 | WV-OLK-149-AC | WV-OLK-149-AC_02 | Fink Creek | WVLK-75-N
4001 | WV-OLK-149 | WV-OLK-149_07 | Leading Creek | WVLK-75 | 4035 | WV-OLK-149-AC-21 | WV-OLK-149-AC-21_01 | Buck Run | WVLK-75-N-5.5
4001 | WV-OLK-149 | WV-OLK-149_07 | Leading Creek | WVLK-75 | 4036 | WV-OLK-149-AC | WV-OLK-149-AC_02 | Fink Creek | WVLK-75-N
4001 | WV-OLK-149 | WV-OLK-149_07 | Leading Creek | WVLK-75 | 4037 | WV-OLK-149-AC-24 | WV-OLK-149-AC-24_01 | Dry Fork | WVLK-75-N-6
4001 | WV-OLK-149 | WV-OLK-149_07 | Leading Creek | WVLK-75 | 4038 | WV-OLK-149-AC | WV-OLK-149-AC_01 | Fink Creek | WVLK-75-N
4001 | WV-OLK-149 | WV-OLK-149_07 | Leading Creek | WVLK-75 | 4039 | WV-OLK-149-AC-28 | WV-OLK-149-AC-28_01 | Wolf Run | WVLK-75-N-6.5
4001 | WV-OLK-149 | WV-OLK-149_07 | Leading Creek | WVLK-75 | 4040 | WV-OLK-149-AC | WV-OLK-149-AC_01 | Fink Creek | WVLK-75-N
4001 | WV-OLK-149 | WV-OLK-149_07 | Leading Creek | WVLK-75 | 4041 | WV-OLK-149-AC-36 | WV-OLK-149-AC-36_01 | Isaacs Fork | WVLK-75-N-7
4001 | WV-OLK-149 | WV-OLK-149_07 | Leading Creek | WVLK-75 | 4042 | WV-OLK-149-AC | WV-OLK-149-AC_01 | Fink Creek | WVLK-75-N
4001 | WV-OLK-149 | WV-OLK-149_07 | Leading Creek | WVLK-75 | 4043 | WV-OLK-149 | WV-OLK-149_03 | Leading Creek | WVLK-75
4001 | WV-OLK-149 | WV-OLK-149_07 | Leading Creek | WVLK-75 | 4044 | WV-OLK-149-AE | WV-OLK-149-AE_01 | Happy Hollow | WVLK-75-N.5
4001 | WV-OLK-149 | WV-OLK-149_07 | Leading Creek | WVLK-75 | 4045 | WV-OLK-149 | WV-OLK-149_03 | Leading Creek | WVLK-75
4001 | WV-OLK-149 | WV-OLK-149_07 | Leading Creek | WVLK-75 | 4046 | WV-OLK-149-AG | WV-OLK-149-AG_01 | UNT/Leading Creek RM 19.48
4001 | WV-OLK-149 | WV-OLK-149_07 | Leading Creek | WVLK-75 | 4047 | WV-OLK-149 | WV-OLK-149_03 | Leading Creek | WVLK-75
4001 | WV-OLK-149 | WV-OLK-149_07 | Leading Creek | WVLK-75 | 4048 | WV-OLK-149-AI | WV-OLK-149-AI_01 | Sleeths Run | WVLK-75-O.5
4001 | WV-OLK-149 | WV-OLK-149_07 | Leading Creek | WVLK-75 | 4049 | WV-OLK-149 | WV-OLK-149_03 | Leading Creek | WVLK-75
4001 | WV-OLK-149 | WV-OLK-149_07 | Leading Creek | WVLK-75 | 4050 | WV-OLK-149-AM | WV-OLK-149-AM_01 | Crooked Run | WVLK-75-P
4001 | WV-OLK-149 | WV-OLK-149_07 | Leading Creek | WVLK-75 | 4051 | WV-OLK-149 | WV-OLK-149_03 | Leading Creek | WVLK-75
4001 | WV-OLK-149 | WV-OLK-149_07 | Leading Creek | WVLK-75 | 4052 | WV-OLK-149-AQ | WV-OLK-149-AQ_01 | Alum Fork | WVLK-75-Q
4001 | WV-OLK-149 | WV-OLK-149_07 | Leading Creek | WVLK-75 | 4053 | WV-OLK-149-AQ-4 | WV-OLK-149-AQ-4_01 | Back Fork | WVLK-75-Q-2
4001 | WV-OLK-149 | WV-OLK-149_07 | Leading Creek | WVLK-75 | 4054 | WV-OLK-149-AQ | WV-OLK-149-AQ_01 | Alum Fork | WVLK-75-Q
4001 | WV-OLK-149 | WV-OLK-149_07 | Leading Creek | WVLK-75 | 4055 | WV-OLK-149 | WV-OLK-149_01 | Leading Creek | WVLK-75
4001 | WV-OLK-149 | WV-OLK-149_07 | Leading Creek | WVLK-75 | 4056 | WV-OLK-149 | WV-OLK-149_01 | Leading Creek | WVLK-75
4004 | WV-OLK-149-J | WV-OLK-149-J_03 | Horn Creek | WVLK-75-F | 4004 | WV-OLK-149-J | WV-OLK-149-J_03 | Horn Creek | WVLK-75-F
4004 | WV-OLK-149-J | WV-OLK-149-J_03 | Horn Creek | WVLK-75-F | 4005 | WV-OLK-149-J-5 | WV-OLK-149-J-5_01 | Upper Big Run | WVLK-75-F-3
4004 | WV-OLK-149-J | WV-OLK-149-J_03 | Horn Creek | WVLK-75-F | 4006 | WV-OLK-149-J | WV-OLK-149-J_02 | Horn Creek | WVLK-75-F
4004 | WV-OLK-149-J | WV-OLK-149-J_03 | Horn Creek | WVLK-75-F | 4007 | WV-OLK-149-J-10 | WV-OLK-149-J-10_01 | Coxcamp Fork | WVLK-75-F-5
4004 | WV-OLK-149-J | WV-OLK-149-J_03 | Horn Creek | WVLK-75-F | 4008 | WV-OLK-149-J | WV-OLK-149-J_01 | Horn Creek | WVLK-75-F
4006 | WV-OLK-149-J | WV-OLK-149-J_02 | Horn Creek | WVLK-75-F | 4006 | WV-OLK-149-J | WV-OLK-149-J_02 | Horn Creek | WVLK-75-F
4006 | WV-OLK-149-J | WV-OLK-149-J_02 | Horn Creek | WVLK-75-F | 4007 | WV-OLK-149-J-10 | WV-OLK-149-J-10_01 | Coxcamp Fork | WVLK-75-F-5
4006 | WV-OLK-149-J | WV-OLK-149-J_02 | Horn Creek | WVLK-75-F | 4008 | WV-OLK-149-J | WV-OLK-149-J_01 | Horn Creek | WVLK-75-F
4009 | WV-OLK-149 | WV-OLK-149_06 | Leading Creek | WVLK-75 | 4009 | WV-OLK-149 | WV-OLK-149_06 | Leading Creek | WVLK-75
4009 | WV-OLK-149 | WV-OLK-149_06 | Leading Creek | WVLK-75 | 4010 | WV-OLK-149-P | WV-OLK-149-P_01 | Ellis Run | WVLK-75-I
4009 | WV-OLK-149 | WV-OLK-149_06 | Leading Creek | WVLK-75 | 4011 | WV-OLK-149 | WV-OLK-149_06 | Leading Creek | WVLK-75
4009 | WV-OLK-149 | WV-OLK-149_06 | Leading Creek | WVLK-75 | 4012 | WV-OLK-149-W | WV-OLK-149-W_03 | Cove Creek | WVLK-75-K
4009 | WV-OLK-149 | WV-OLK-149_06 | Leading Creek | WVLK-75 | 4013 | WV-OLK-149-W-4 | WV-OLK-149-W-4_01 | Little Cove Creek | WVLK-75-K-2
4009 | WV-OLK-149 | WV-OLK-149_06 | Leading Creek | WVLK-75 | 4014 | WV-OLK-149-W | WV-OLK-149-W_03 | Cove Creek | WVLK-75-K
4009 | WV-OLK-149 | WV-OLK-149_06 | Leading Creek | WVLK-75 | 4015 | WV-OLK-149-W-6 | WV-OLK-149-W-6_01 | Crane Run | WVLK-75-K-4
4009 | WV-OLK-149 | WV-OLK-149_06 | Leading Creek | WVLK-75 | 4016 | WV-OLK-149-W | WV-OLK-149-W_03 | Cove Creek | WVLK-75-K
4009 | WV-OLK-149 | WV-OLK-149_06 | Leading Creek | WVLK-75 | 4017 | WV-OLK-149-W-9 | WV-OLK-149-W-9_01 | Bear Fork | WVLK-75-K-6
4009 | WV-OLK-149 | WV-OLK-149_06 | Leading Creek | WVLK-75 | 4018 | WV-OLK-149-W | WV-OLK-149-W_02 | Cove Creek | WVLK-75-K
4009 | WV-OLK-149 | WV-OLK-149_06 | Leading Creek | WVLK-75 | 4019 | WV-OLK-149-W-10 | WV-OLK-149-W-10_01 | Rush Run | WVLK-75-K-7
4009 | WV-OLK-149 | WV-OLK-149_06 | Leading Creek | WVLK-75 | 4020 | WV-OLK-149-W | WV-OLK-149-W_02 | Cove Creek | WVLK-75-K
4009 | WV-OLK-149 | WV-OLK-149_06 | Leading Creek | WVLK-75 | 4021 | WV-OLK-149-W-13 | WV-OLK-149-W-13_01 | Fallen Timber Run | WVLK-75-K-8
4009 | WV-OLK-149 | WV-OLK-149_06 | Leading Creek | WVLK-75 | 4022 | WV-OLK-149-W | WV-OLK-149-W_02 | Cove Creek | WVLK-75-K
4009 | WV-OLK-149 | WV-OLK-149_06 | Leading Creek | WVLK-75 | 4023 | WV-OLK-149-W | WV-OLK-149-W_01 | Cove Creek | WVLK-75-K
4009 | WV-OLK-149 | WV-OLK-149_06 | Leading Creek | WVLK-75 | 4024 | WV-OLK-149 | WV-OLK-149_05 | Leading Creek | WVLK-75
4009 | WV-OLK-149 | WV-OLK-149_06 | Leading Creek | WVLK-75 | 4025 | WV-OLK-149-AC | WV-OLK-149-AC_04 | Fink Creek | WVLK-75-N
4009 | WV-OLK-149 | WV-OLK-149_06 | Leading Creek | WVLK-75 | 4026 | WV-OLK-149-AC | WV-OLK-149-AC_04 | Fink Creek | WVLK-75-N
4009 | WV-OLK-149 | WV-OLK-149_06 | Leading Creek | WVLK-75 | 4027 | WV-OLK-149-AC-7 | WV-OLK-149-AC-7_01 | Walnut Fork | WVLK-75-N-1
4009 | WV-OLK-149 | WV-OLK-149_06 | Leading Creek | WVLK-75 | 4028 | WV-OLK-149-AC | WV-OLK-149-AC_03 | Fink Creek | WVLK-75-N
4009 | WV-OLK-149 | WV-OLK-149_06 | Leading Creek | WVLK-75 | 4029 | WV-OLK-149-AC-13 | WV-OLK-149-AC-13_01 | Straight Run | WVLK-75-N-3
4009 | WV-OLK-149 | WV-OLK-149_06 | Leading Creek | WVLK-75 | 4030 | WV-OLK-149-AC | WV-OLK-149-AC_03 | Fink Creek | WVLK-75-N
4009 | WV-OLK-149 | WV-OLK-149_06 | Leading Creek | WVLK-75 | 4031 | WV-OLK-149-AC-19 | WV-OLK-149-AC-19_01 | Sand Fork | WVLK-75-N-5
4009 | WV-OLK-149 | WV-OLK-149_06 | Leading Creek | WVLK-75 | 4032 | WV-OLK-149-AC-19-D | WV-OLK-149-AC-19-D_01 | Buck Run | WVLK-75-N-5-A
4009 | WV-OLK-149 | WV-OLK-149_06 | Leading Creek | WVLK-75 | 4033 | WV-OLK-149-AC-19 | WV-OLK-149-AC-19_01 | Sand Fork | WVLK-75-N-5
4009 | WV-OLK-149 | WV-OLK-149_06 | Leading Creek | WVLK-75 | 4034 | WV-OLK-149-AC | WV-OLK-149-AC_02 | Fink Creek | WVLK-75-N
4009 | WV-OLK-149 | WV-OLK-149_06 | Leading Creek | WVLK-75 | 4035 | WV-OLK-149-AC-21 | WV-OLK-149-AC-21_01 | Buck Run | WVLK-75-N-5.5
4009 | WV-OLK-149 | WV-OLK-149_06 | Leading Creek | WVLK-75 | 4036 | WV-OLK-149-AC | WV-OLK-149-AC_02 | Fink Creek | WVLK-75-N
4009 | WV-OLK-149 | WV-OLK-149_06 | Leading Creek | WVLK-75 | 4037 | WV-OLK-149-AC-24 | WV-OLK-149-AC-24_01 | Dry Fork | WVLK-75-N-6
4009 | WV-OLK-149 | WV-OLK-149_06 | Leading Creek | WVLK-75 | 4038 | WV-OLK-149-AC | WV-OLK-149-AC_01 | Fink Creek | WVLK-75-N
4009 | WV-OLK-149 | WV-OLK-149_06 | Leading Creek | WVLK-75 | 4039 | WV-OLK-149-AC-28 | WV-OLK-149-AC-28_01 | Wolf Run | WVLK-75-N-6.5
4009 | WV-OLK-149 | WV-OLK-149_06 | Leading Creek | WVLK-75 | 4040 | WV-OLK-149-AC | WV-OLK-149-AC_01 | Fink Creek | WVLK-75-N
4009 | WV-OLK-149 | WV-OLK-149_06 | Leading Creek | WVLK-75 | 4041 | WV-OLK-149-AC-36 | WV-OLK-149-AC-36_01 | Isaacs Fork | WVLK-75-N-7
4009 | WV-OLK-149 | WV-OLK-149_06 | Leading Creek | WVLK-75 | 4042 | WV-OLK-149-AC | WV-OLK-149-AC_01 | Fink Creek | WVLK-75-N
4009 | WV-OLK-149 | WV-OLK-149_06 | Leading Creek | WVLK-75 | 4043 | WV-OLK-149 | WV-OLK-149_03 | Leading Creek | WVLK-75
4009 | WV-OLK-149 | WV-OLK-149_06 | Leading Creek | WVLK-75 | 4044 | WV-OLK-149-AE | WV-OLK-149-AE_01 | Happy Hollow | WVLK-75-N.5
4009 | WV-OLK-149 | WV-OLK-149_06 | Leading Creek | WVLK-75 | 4045 | WV-OLK-149 | WV-OLK-149_03 | Leading Creek | WVLK-75
4009 | WV-OLK-149 | WV-OLK-149_06 | Leading Creek | WVLK-75 | 4046 | WV-OLK-149-AG | WV-OLK-149-AG_01 | UNT/Leading Creek RM 19.48
4009 | WV-OLK-149 | WV-OLK-149_06 | Leading Creek | WVLK-75 | 4047 | WV-OLK-149 | WV-OLK-149_03 | Leading Creek | WVLK-75
4009 | WV-OLK-149 | WV-OLK-149_06 | Leading Creek | WVLK-75 | 4048 | WV-OLK-149-AI | WV-OLK-149-AI_01 | Sleeths Run | WVLK-75-O.5
4009 | WV-OLK-149 | WV-OLK-149_06 | Leading Creek | WVLK-75 | 4049 | WV-OLK-149 | WV-OLK-149_03 | Leading Creek | WVLK-75
4009 | WV-OLK-149 | WV-OLK-149_06 | Leading Creek | WVLK-75 | 4050 | WV-OLK-149-AM | WV-OLK-149-AM_01 | Crooked Run | WVLK-75-P
4009 | WV-OLK-149 | WV-OLK-149_06 | Leading Creek | WVLK-75 | 4051 | WV-OLK-149 | WV-OLK-149_03 | Leading Creek | WVLK-75
4009 | WV-OLK-149 | WV-OLK-149_06 | Leading Creek | WVLK-75 | 4052 | WV-OLK-149-AQ | WV-OLK-149-AQ_01 | Alum Fork | WVLK-75-Q
4009 | WV-OLK-149 | WV-OLK-149_06 | Leading Creek | WVLK-75 | 4053 | WV-OLK-149-AQ-4 | WV-OLK-149-AQ-4_01 | Back Fork | WVLK-75-Q-2
4009 | WV-OLK-149 | WV-OLK-149_06 | Leading Creek | WVLK-75 | 4054 | WV-OLK-149-AQ | WV-OLK-149-AQ_01 | Alum Fork | WVLK-75-Q
4009 | WV-OLK-149 | WV-OLK-149_06 | Leading Creek | WVLK-75 | 4055 | WV-OLK-149 | WV-OLK-149_01 | Leading Creek | WVLK-75
4009 | WV-OLK-149 | WV-OLK-149_06 | Leading Creek | WVLK-75 | 4056 | WV-OLK-149 | WV-OLK-149_01 | Leading Creek | WVLK-75
4012 | WV-OLK-149-W | WV-OLK-149-W_03 | Cove Creek/Leading Creek | WVLK-75-K | 4012 | WV-OLK-149-W | WV-OLK-149-W_03 | Cove Creek | WVLK-75-K
4012 | WV-OLK-149-W | WV-OLK-149-W_03 | Cove Creek/Leading Creek | WVLK-75-K | 4013 | WV-OLK-149-W-4 | WV-OLK-149-W-4_01 | Little Cove Creek | WVLK-75-K-2
4012 | WV-OLK-149-W | WV-OLK-149-W_03 | Cove Creek/Leading Creek | WVLK-75-K | 4014 | WV-OLK-149-W | WV-OLK-149-W_03 | Cove Creek | WVLK-75-K
4012 | WV-OLK-149-W | WV-OLK-149-W_03 | Cove Creek/Leading Creek | WVLK-75-K | 4015 | WV-OLK-149-W-6 | WV-OLK-149-W-6_01 | Crane Run | WVLK-75-K-4
4012 | WV-OLK-149-W | WV-OLK-149-W_03 | Cove Creek/Leading Creek | WVLK-75-K | 4016 | WV-OLK-149-W | WV-OLK-149-W_03 | Cove Creek | WVLK-75-K
4012 | WV-OLK-149-W | WV-OLK-149-W_03 | Cove Creek/Leading Creek | WVLK-75-K | 4017 | WV-OLK-149-W-9 | WV-OLK-149-W-9_01 | Bear Fork | WVLK-75-K-6
4012 | WV-OLK-149-W | WV-OLK-149-W_03 | Cove Creek/Leading Creek | WVLK-75-K | 4018 | WV-OLK-149-W | WV-OLK-149-W_02 | Cove Creek | WVLK-75-K
4012 | WV-OLK-149-W | WV-OLK-149-W_03 | Cove Creek/Leading Creek | WVLK-75-K | 4019 | WV-OLK-149-W-10 | WV-OLK-149-W-10_01 | Rush Run | WVLK-75-K-7
4012 | WV-OLK-149-W | WV-OLK-149-W_03 | Cove Creek/Leading Creek | WVLK-75-K | 4020 | WV-OLK-149-W | WV-OLK-149-W_02 | Cove Creek | WVLK-75-K
4012 | WV-OLK-149-W | WV-OLK-149-W_03 | Cove Creek/Leading Creek | WVLK-75-K | 4021 | WV-OLK-149-W-13 | WV-OLK-149-W-13_01 | Fallen Timber Run | WVLK-75-K-8
4012 | WV-OLK-149-W | WV-OLK-149-W_03 | Cove Creek/Leading Creek | WVLK-75-K | 4022 | WV-OLK-149-W | WV-OLK-149-W_02 | Cove Creek | WVLK-75-K
4012 | WV-OLK-149-W | WV-OLK-149-W_03 | Cove Creek/Leading Creek | WVLK-75-K | 4023 | WV-OLK-149-W | WV-OLK-149-W_01 | Cove Creek | WVLK-75-K
4018 | WV-OLK-149-W | WV-OLK-149-W_02 | Cove Creek/Leading Creek | WVLK-75-K | 4018 | WV-OLK-149-W | WV-OLK-149-W_02 | Cove Creek | WVLK-75-K
4018 | WV-OLK-149-W | WV-OLK-149-W_02 | Cove Creek/Leading Creek | WVLK-75-K | 4019 | WV-OLK-149-W-10 | WV-OLK-149-W-10_01 | Rush Run | WVLK-75-K-7
4018 | WV-OLK-149-W | WV-OLK-149-W_02 | Cove Creek/Leading Creek | WVLK-75-K | 4020 | WV-OLK-149-W | WV-OLK-149-W_02 | Cove Creek | WVLK-75-K
4018 | WV-OLK-149-W | WV-OLK-149-W_02 | Cove Creek/Leading Creek | WVLK-75-K | 4021 | WV-OLK-149-W-13 | WV-OLK-149-W-13_01 | Fallen Timber Run | WVLK-75-K-8
4018 | WV-OLK-149-W | WV-OLK-149-W_02 | Cove Creek/Leading Creek | WVLK-75-K | 4022 | WV-OLK-149-W | WV-OLK-149-W_02 | Cove Creek | WVLK-75-K
4018 | WV-OLK-149-W | WV-OLK-149-W_02 | Cove Creek/Leading Creek | WVLK-75-K | 4023 | WV-OLK-149-W | WV-OLK-149-W_01 | Cove Creek | WVLK-75-K
4019 | WV-OLK-149-W-10 | WV-OLK-149-W-10_01 | Rush Run | WVLK-75-K-7 | 4019 | WV-OLK-149-W-10 | WV-OLK-149-W-10_01 | Rush Run | WVLK-75-K-7
4025 | WV-OLK-149-AC | WV-OLK-149-AC_04 | Fink Creek | WVLK-75-N | 4025 | WV-OLK-149-AC | WV-OLK-149-AC_04 | Fink Creek | WVLK-75-N
4025 | WV-OLK-149-AC | WV-OLK-149-AC_04 | Fink Creek | WVLK-75-N | 4026 | WV-OLK-149-AC | WV-OLK-149-AC_04 | Fink Creek | WVLK-75-N
4025 | WV-OLK-149-AC | WV-OLK-149-AC_04 | Fink Creek | WVLK-75-N | 4027 | WV-OLK-149-AC-7 | WV-OLK-149-AC-7_01 | Walnut Fork | WVLK-75-N-1
4025 | WV-OLK-149-AC | WV-OLK-149-AC_04 | Fink Creek | WVLK-75-N | 4028 | WV-OLK-149-AC | WV-OLK-149-AC_03 | Fink Creek | WVLK-75-N
4025 | WV-OLK-149-AC | WV-OLK-149-AC_04 | Fink Creek | WVLK-75-N | 4029 | WV-OLK-149-AC-13 | WV-OLK-149-AC-13_01 | Straight Run | WVLK-75-N-3
4025 | WV-OLK-149-AC | WV-OLK-149-AC_04 | Fink Creek | WVLK-75-N | 4030 | WV-OLK-149-AC | WV-OLK-149-AC_03 | Fink Creek | WVLK-75-N
4025 | WV-OLK-149-AC | WV-OLK-149-AC_04 | Fink Creek | WVLK-75-N | 4031 | WV-OLK-149-AC-19 | WV-OLK-149-AC-19_01 | Sand Fork | WVLK-75-N-5
4025 | WV-OLK-149-AC | WV-OLK-149-AC_04 | Fink Creek | WVLK-75-N | 4032 | WV-OLK-149-AC-19-D | WV-OLK-149-AC-19-D_01 | Buck Run | WVLK-75-N-5-A
4025 | WV-OLK-149-AC | WV-OLK-149-AC_04 | Fink Creek | WVLK-75-N | 4033 | WV-OLK-149-AC-19 | WV-OLK-149-AC-19_01 | Sand Fork | WVLK-75-N-5
4025 | WV-OLK-149-AC | WV-OLK-149-AC_04 | Fink Creek | WVLK-75-N | 4034 | WV-OLK-149-AC | WV-OLK-149-AC_02 | Fink Creek | WVLK-75-N
4025 | WV-OLK-149-AC | WV-OLK-149-AC_04 | Fink Creek | WVLK-75-N | 4035 | WV-OLK-149-AC-21 | WV-OLK-149-AC-21_01 | Buck Run | WVLK-75-N-5.5
4025 | WV-OLK-149-AC | WV-OLK-149-AC_04 | Fink Creek | WVLK-75-N | 4036 | WV-OLK-149-AC | WV-OLK-149-AC_02 | Fink Creek | WVLK-75-N
4025 | WV-OLK-149-AC | WV-OLK-149-AC_04 | Fink Creek | WVLK-75-N | 4037 | WV-OLK-149-AC-24 | WV-OLK-149-AC-24_01 | Dry Fork | WVLK-75-N-6
4025 | WV-OLK-149-AC | WV-OLK-149-AC_04 | Fink Creek | WVLK-75-N | 4038 | WV-OLK-149-AC | WV-OLK-149-AC_01 | Fink Creek | WVLK-75-N
4025 | WV-OLK-149-AC | WV-OLK-149-AC_04 | Fink Creek | WVLK-75-N | 4039 | WV-OLK-149-AC-28 | WV-OLK-149-AC-28_01 | Wolf Run | WVLK-75-N-6.5
4025 | WV-OLK-149-AC | WV-OLK-149-AC_04 | Fink Creek | WVLK-75-N | 4040 | WV-OLK-149-AC | WV-OLK-149-AC_01 | Fink Creek | WVLK-75-N
4025 | WV-OLK-149-AC | WV-OLK-149-AC_04 | Fink Creek | WVLK-75-N | 4041 | WV-OLK-149-AC-36 | WV-OLK-149-AC-36_01 | Isaacs Fork | WVLK-75-N-7
4025 | WV-OLK-149-AC | WV-OLK-149-AC_04 | Fink Creek | WVLK-75-N | 4042 | WV-OLK-149-AC | WV-OLK-149-AC_01 | Fink Creek | WVLK-75-N
4031 | WV-OLK-149-AC-19 | WV-OLK-149-AC-19_01 | Sand Fork | WVLK-75-N-5 | 4031 | WV-OLK-149-AC-19 | WV-OLK-149-AC-19_01 | Sand Fork | WVLK-75-N-5
4031 | WV-OLK-149-AC-19 | WV-OLK-149-AC-19_01 | Sand Fork | WVLK-75-N-5 | 4032 | WV-OLK-149-AC-19-D | WV-OLK-149-AC-19-D_01 | Buck Run | WVLK-75-N-5-A
4031 | WV-OLK-149-AC-19 | WV-OLK-149-AC-19_01 | Sand Fork | WVLK-75-N-5 | 4033 | WV-OLK-149-AC-19 | WV-OLK-149-AC-19_01 | Sand Fork | WVLK-75-N-5
4034 | WV-OLK-149-AC | WV-OLK-149-AC_02 | Fink Creek | WVLK-75-N | 4034 | WV-OLK-149-AC | WV-OLK-149-AC_02 | Fink Creek | WVLK-75-N
4034 | WV-OLK-149-AC | WV-OLK-149-AC_02 | Fink Creek | WVLK-75-N | 4035 | WV-OLK-149-AC-21 | WV-OLK-149-AC-21_01 | Buck Run | WVLK-75-N-5.5
4034 | WV-OLK-149-AC | WV-OLK-149-AC_02 | Fink Creek | WVLK-75-N | 4036 | WV-OLK-149-AC | WV-OLK-149-AC_02 | Fink Creek | WVLK-75-N
4034 | WV-OLK-149-AC | WV-OLK-149-AC_02 | Fink Creek | WVLK-75-N | 4037 | WV-OLK-149-AC-24 | WV-OLK-149-AC-24_01 | Dry Fork | WVLK-75-N-6
4034 | WV-OLK-149-AC | WV-OLK-149-AC_02 | Fink Creek | WVLK-75-N | 4038 | WV-OLK-149-AC | WV-OLK-149-AC_01 | Fink Creek | WVLK-75-N
4034 | WV-OLK-149-AC | WV-OLK-149-AC_02 | Fink Creek | WVLK-75-N | 4039 | WV-OLK-149-AC-28 | WV-OLK-149-AC-28_01 | Wolf Run | WVLK-75-N-6.5
4034 | WV-OLK-149-AC | WV-OLK-149-AC_02 | Fink Creek | WVLK-75-N | 4040 | WV-OLK-149-AC | WV-OLK-149-AC_01 | Fink Creek | WVLK-75-N
4034 | WV-OLK-149-AC | WV-OLK-149-AC_02 | Fink Creek | WVLK-75-N | 4041 | WV-OLK-149-AC-36 | WV-OLK-149-AC-36_01 | Isaacs Fork | WVLK-75-N-7
4034 | WV-OLK-149-AC | WV-OLK-149-AC_02 | Fink Creek | WVLK-75-N | 4042 | WV-OLK-149-AC | WV-OLK-149-AC_01 | Fink Creek | WVLK-75-N
4041 | WV-OLK-149-AC-36 | WV-OLK-149-AC-36_01 | Isaacs Fork | WVLK-75-N-7 | 4041 | WV-OLK-149-AC-36 | WV-OLK-149-AC-36_01 | Isaacs Fork | WVLK-75-N-7
4043 | WV-OLK-149 | WV-OLK-149_03 | Leading Creek | WVLK-75 | 4043 | WV-OLK-149 | WV-OLK-149_03 | Leading Creek | WVLK-75
4043 | WV-OLK-149 | WV-OLK-149_03 | Leading Creek | WVLK-75 | 4044 | WV-OLK-149-AE | WV-OLK-149-AE_01 | Happy Hollow | WVLK-75-N.5
4043 | WV-OLK-149 | WV-OLK-149_03 | Leading Creek | WVLK-75 | 4045 | WV-OLK-149 | WV-OLK-149_03 | Leading Creek | WVLK-75
4043 | WV-OLK-149 | WV-OLK-149_03 | Leading Creek | WVLK-75 | 4046 | WV-OLK-149-AG | WV-OLK-149-AG_01 | UNT/Leading Creek RM 19.48
4043 | WV-OLK-149 | WV-OLK-149_03 | Leading Creek | WVLK-75 | 4047 | WV-OLK-149 | WV-OLK-149_03 | Leading Creek | WVLK-75
4043 | WV-OLK-149 | WV-OLK-149_03 | Leading Creek | WVLK-75 | 4048 | WV-OLK-149-AI | WV-OLK-149-AI_01 | Sleeths Run | WVLK-75-O.5
4043 | WV-OLK-149 | WV-OLK-149_03 | Leading Creek | WVLK-75 | 4049 | WV-OLK-149 | WV-OLK-149_03 | Leading Creek | WVLK-75
4043 | WV-OLK-149 | WV-OLK-149_03 | Leading Creek | WVLK-75 | 4050 | WV-OLK-149-AM | WV-OLK-149-AM_01 | Crooked Run | WVLK-75-P
4043 | WV-OLK-149 | WV-OLK-149_03 | Leading Creek | WVLK-75 | 4051 | WV-OLK-149 | WV-OLK-149_03 | Leading Creek | WVLK-75
4043 | WV-OLK-149 | WV-OLK-149_03 | Leading Creek | WVLK-75 | 4052 | WV-OLK-149-AQ | WV-OLK-149-AQ_01 | Alum Fork | WVLK-75-Q
4043 | WV-OLK-149 | WV-OLK-149_03 | Leading Creek | WVLK-75 | 4053 | WV-OLK-149-AQ-4 | WV-OLK-149-AQ-4_01 | Back Fork | WVLK-75-Q-2
4043 | WV-OLK-149 | WV-OLK-149_03 | Leading Creek | WVLK-75 | 4054 | WV-OLK-149-AQ | WV-OLK-149-AQ_01 | Alum Fork | WVLK-75-Q
4043 | WV-OLK-149 | WV-OLK-149_03 | Leading Creek | WVLK-75 | 4055 | WV-OLK-149 | WV-OLK-149_01 | Leading Creek | WVLK-75
4043 | WV-OLK-149 | WV-OLK-149_03 | Leading Creek | WVLK-75 | 4056 | WV-OLK-149 | WV-OLK-149_01 | Leading Creek | WVLK-75
4044 | WV-OLK-149-AE | WV-OLK-149-AE_01 | Happy Hollow | WVLK-75-N.5 | 4044 | WV-OLK-149-AE | WV-OLK-149-AE_01 | Happy Hollow | WVLK-75-N.5
4052 | WV-OLK-149-AQ | WV-OLK-149-AQ_01 | Alum Fork | WVLK-75-Q | 4052 | WV-OLK-149-AQ | WV-OLK-149-AQ_01 | Alum Fork | WVLK-75-Q
4052 | WV-OLK-149-AQ | WV-OLK-149-AQ_01 | Alum Fork | WVLK-75-Q | 4053 | WV-OLK-149-AQ-4 | WV-OLK-149-AQ-4_01 | Back Fork | WVLK-75-Q-2
4052 | WV-OLK-149-AQ | WV-OLK-149-AQ_01 | Alum Fork | WVLK-75-Q | 4054 | WV-OLK-149-AQ | WV-OLK-149-AQ_01 | Alum Fork | WVLK-75-Q
4055 | WV-OLK-149 | WV-OLK-149_01 | Leading Creek | WVLK-75 | 4055 | WV-OLK-149 | WV-OLK-149_01 | Leading Creek | WVLK-75
4055 | WV-OLK-149 | WV-OLK-149_01 | Leading Creek | WVLK-75 | 4056 | WV-OLK-149 | WV-OLK-149_01 | Leading Creek | WVLK-75
4057 | WV-OLK | WV-OLK_09 | Little Kanawha River | WVLK | 4057 | WV-OLK | WV-OLK_09 | Little Kanawha River | WVLK
4057 | WV-OLK | WV-OLK_09 | Little Kanawha River | WVLK | 4058 | WV-OLK-155 | WV-OLK-155_01 | Sycamore Run | WVLK-77
4057 | WV-OLK | WV-OLK_09 | Little Kanawha River | WVLK | 4059 | WV-OLK | WV-OLK_09 | Little Kanawha River | WVLK
4057 | WV-OLK | WV-OLK_09 | Little Kanawha River | WVLK | 4060 | WV-OLK-159 | WV-OLK-159_01 | Stewart Creek | WVLK-79
4057 | WV-OLK | WV-OLK_09 | Little Kanawha River | WVLK | 4061 | WV-OLK-159-C | WV-OLK-159-C_01 | Collins Run | WVLK-79-B
4057 | WV-OLK | WV-OLK_09 | Little Kanawha River | WVLK | 4062 | WV-OLK-159 | WV-OLK-159_01 | Stewart Creek | WVLK-79
4057 | WV-OLK | WV-OLK_09 | Little Kanawha River | WVLK | 4063 | WV-OLK | WV-OLK_09 | Little Kanawha River | WVLK
4057 | WV-OLK | WV-OLK_09 | Little Kanawha River | WVLK | 4064 | WV-OLK-163 | WV-OLK-163_01 | Duck Creek | WVLK-82
4057 | WV-OLK | WV-OLK_09 | Little Kanawha River | WVLK | 4065 | WV-OLK-163-A | WV-OLK-163-A_01 | UNT/Duck Creek RM 1.34
4057 | WV-OLK | WV-OLK_09 | Little Kanawha River | WVLK | 4066 | WV-OLK-163 | WV-OLK-163_01 | Duck Creek | WVLK-82
4057 | WV-OLK | WV-OLK_09 | Little Kanawha River | WVLK | 4067 | WV-OLK-163-C | WV-OLK-163-C_01 | UNT/Duck Creek RM 2.33 | WVLK-82-B
4057 | WV-OLK | WV-OLK_09 | Little Kanawha River | WVLK | 4068 | WV-OLK-163 | WV-OLK-163_01 | Duck Creek | WVLK-82
4057 | WV-OLK | WV-OLK_09 | Little Kanawha River | WVLK | 4069 | WV-OLK | WV-OLK_09 | Little Kanawha River | WVLK
4057 | WV-OLK | WV-OLK_09 | Little Kanawha River | WVLK | 4070 | WV-OLK-164 | WV-OLK-164_01 | Bear Run | WVLK-83
4057 | WV-OLK | WV-OLK_09 | Little Kanawha River | WVLK | 4071 | WV-OLK | WV-OLK_09 | Little Kanawha River | WVLK
4057 | WV-OLK | WV-OLK_09 | Little Kanawha River | WVLK | 4072 | WV-OLK-166 | WV-OLK-166_01 | Lynch Run | WVLK-85
4057 | WV-OLK | WV-OLK_09 | Little Kanawha River | WVLK | 4073 | WV-OLK-166-C | WV-OLK-166-C_01 | UNT/Lynch Run RM 0.91 | WVLK-85-C
4057 | WV-OLK | WV-OLK_09 | Little Kanawha River | WVLK | 4074 | WV-OLK-166 | WV-OLK-166_01 | Lynch Run | WVLK-85
4057 | WV-OLK | WV-OLK_09 | Little Kanawha River | WVLK | 4075 | WV-OLK | WV-OLK_09 | Little Kanawha River | WVLK
4057 | WV-OLK | WV-OLK_09 | Little Kanawha River | WVLK | 4076 | WV-OLK-168 | WV-OLK-168_05 | Sand Fork | WVLK-86
4057 | WV-OLK | WV-OLK_09 | Little Kanawha River | WVLK | 4077 | WV-OLK-168-C | WV-OLK-168-C_01 | Joes Run | WVLK-86-B
4057 | WV-OLK | WV-OLK_09 | Little Kanawha River | WVLK | 4078 | WV-OLK-168 | WV-OLK-168_05 | Sand Fork | WVLK-86
4057 | WV-OLK | WV-OLK_09 | Little Kanawha River | WVLK | 4079 | WV-OLK-168-E | WV-OLK-168-E_01 | Ellis Creek | WVLK-86-C
4057 | WV-OLK | WV-OLK_09 | Little Kanawha River | WVLK | 4080 | WV-OLK-168-E-4 | WV-OLK-168-E-4_01 | Jakes Run | WVLK-86-C-3
4057 | WV-OLK | WV-OLK_09 | Little Kanawha River | WVLK | 4081 | WV-OLK-168-E | WV-OLK-168-E_01 | Ellis Creek | WVLK-86-C
4057 | WV-OLK | WV-OLK_09 | Little Kanawha River | WVLK | 4082 | WV-OLK-168 | WV-OLK-168_05 | Sand Fork | WVLK-86
4057 | WV-OLK | WV-OLK_09 | Little Kanawha River | WVLK | 4083 | WV-OLK-168-H | WV-OLK-168-H_03 | Indian Fork | WVLK-86-E
4057 | WV-OLK | WV-OLK_09 | Little Kanawha River | WVLK | 4084 | WV-OLK-168-H-3 | WV-OLK-168-H-3_01 | Heaters Fork | WVLK-86-E-1
4057 | WV-OLK | WV-OLK_09 | Little Kanawha River | WVLK | 4085 | WV-OLK-168-H-3-B | WV-OLK-168-H-3-B_01 | Rocky Fork | WVLK-86-E-1-B
4057 | WV-OLK | WV-OLK_09 | Little Kanawha River | WVLK | 4086 | WV-OLK-168-H-3 | WV-OLK-168-H-3_01 | Heaters Fork | WVLK-86-E-1
4057 | WV-OLK | WV-OLK_09 | Little Kanawha River | WVLK | 4087 | WV-OLK-168-H | WV-OLK-168-H_03 | Indian Fork | WVLK-86-E
4057 | WV-OLK | WV-OLK_09 | Little Kanawha River | WVLK | 4088 | WV-OLK-168-H | WV-OLK-168-H_02 | Indian Fork | WVLK-86-E
4057 | WV-OLK | WV-OLK_09 | Little Kanawha River | WVLK | 4089 | WV-OLK-168-H-12 | WV-OLK-168-H-12_01 | Bens Run | WVLK-86-E-5
4057 | WV-OLK | WV-OLK_09 | Little Kanawha River | WVLK | 4090 | WV-OLK-168-H | WV-OLK-168-H_01 | Indian Fork | WVLK-86-E
4057 | WV-OLK | WV-OLK_09 | Little Kanawha River | WVLK | 4091 | WV-OLK-168-H-14 | WV-OLK-168-H-14_01 | Sleepcamp Run | WVLK-86-E-7
4057 | WV-OLK | WV-OLK_09 | Little Kanawha River | WVLK | 4092 | WV-OLK-168-H | WV-OLK-168-H_01 | Indian Fork | WVLK-86-E
4057 | WV-OLK | WV-OLK_09 | Little Kanawha River | WVLK | 4093 | WV-OLK-168-H-16 | WV-OLK-168-H-16_01 | Goosepen Run | WVLK-86-E-8
4057 | WV-OLK | WV-OLK_09 | Little Kanawha River | WVLK | 4094 | WV-OLK-168-H | WV-OLK-168-H_01 | Indian Fork | WVLK-86-E
4057 | WV-OLK | WV-OLK_09 | Little Kanawha River | WVLK | 4095 | WV-OLK-168 | WV-OLK-168_04 | Sand Fork | WVLK-86
4057 | WV-OLK | WV-OLK_09 | Little Kanawha River | WVLK | 4096 | WV-OLK-168-J | WV-OLK-168-J_01 | Butchers Fork | WVLK-86-G
4057 | WV-OLK | WV-OLK_09 | Little Kanawha River | WVLK | 4097 | WV-OLK-168 | WV-OLK-168_04 | Sand Fork | WVLK-86
4057 | WV-OLK | WV-OLK_09 | Little Kanawha River | WVLK | 4098 | WV-OLK-168-L | WV-OLK-168-L_01 | Old Field Fork | WVLK-86-I
4057 | WV-OLK | WV-OLK_09 | Little Kanawha River | WVLK | 4099 | WV-OLK-168 | WV-OLK-168_04 | Sand Fork | WVLK-86
4057 | WV-OLK | WV-OLK_09 | Little Kanawha River | WVLK | 4100 | WV-OLK-168-N | WV-OLK-168-N_01 | Cove Lick | WVLK-86-J
4057 | WV-OLK | WV-OLK_09 | Little Kanawha River | WVLK | 4101 | WV-OLK-168-N-4 | WV-OLK-168-N-4_01 | Laurel Run | WVLK-86-J-3
4057 | WV-OLK | WV-OLK_09 | Little Kanawha River | WVLK | 4102 | WV-OLK-168-N | WV-OLK-168-N_01 | Cove Lick | WVLK-86-J
4057 | WV-OLK | WV-OLK_09 | Little Kanawha River | WVLK | 4103 | WV-OLK-168 | WV-OLK-168_03 | Sand Fork | WVLK-86
4057 | WV-OLK | WV-OLK_09 | Little Kanawha River | WVLK | 4104 | WV-OLK-168-R | WV-OLK-168-R_01 | Rock Run | WVLK-86-K
4057 | WV-OLK | WV-OLK_09 | Little Kanawha River | WVLK | 4105 | WV-OLK-168 | WV-OLK-168_03 | Sand Fork | WVLK-86
4057 | WV-OLK | WV-OLK_09 | Little Kanawha River | WVLK | 4106 | WV-OLK-168-Z | WV-OLK-168-Z_01 | Crooked Fork | WVLK-86-M
4057 | WV-OLK | WV-OLK_09 | Little Kanawha River | WVLK | 4107 | WV-OLK-168 | WV-OLK-168_01 | Sand Fork | WVLK-86
4057 | WV-OLK | WV-OLK_09 | Little Kanawha River | WVLK | 4108 | WV-OLK | WV-OLK_08 | Little Kanawha River | WVLK
4057 | WV-OLK | WV-OLK_09 | Little Kanawha River | WVLK | 4109 | WV-OLK-171 | WV-OLK-171_01 | Duskcamp Run | WVLK-88
4057 | WV-OLK | WV-OLK_09 | Little Kanawha River | WVLK | 4110 | WV-OLK-171-A | WV-OLK-171-A_01 | Right Fork/Duskcamp Run | WVLK-88-A
4057 | WV-OLK | WV-OLK_09 | Little Kanawha River | WVLK | 4111 | WV-OLK-171-A-3 | WV-OLK-171-A-3_01 | Turkey Fork | WVLK-88-A-1
4057 | WV-OLK | WV-OLK_09 | Little Kanawha River | WVLK | 4112 | WV-OLK-171-A | WV-OLK-171-A_01 | Right Fork/Duskcamp Run | WVLK-88-A
4057 | WV-OLK | WV-OLK_09 | Little Kanawha River | WVLK | 4113 | WV-OLK-171 | WV-OLK-171_01 | Duskcamp Run | WVLK-88
4057 | WV-OLK | WV-OLK_09 | Little Kanawha River | WVLK | 4114 | WV-OLK-171-C | WV-OLK-171-C_01 | UNT/Duskcamp Run RM 1.98
4057 | WV-OLK | WV-OLK_09 | Little Kanawha River | WVLK | 4115 | WV-OLK-171 | WV-OLK-171_01 | Duskcamp Run | WVLK-88
4057 | WV-OLK | WV-OLK_09 | Little Kanawha River | WVLK | 4116 | WV-OLK-171-E | WV-OLK-171-E_01 | Toler Fork | WVLK-88-B
4057 | WV-OLK | WV-OLK_09 | Little Kanawha River | WVLK | 4117 | WV-OLK-171 | WV-OLK-171_01 | Duskcamp Run | WVLK-88
4057 | WV-OLK | WV-OLK_09 | Little Kanawha River | WVLK | 4118 | WV-OLK | WV-OLK_08 | Little Kanawha River | WVLK
4057 | WV-OLK | WV-OLK_09 | Little Kanawha River | WVLK | 4119 | WV-OLK-173 | WV-OLK-173_02 | Copen Run | WVLK-90
4057 | WV-OLK | WV-OLK_09 | Little Kanawha River | WVLK | 4120 | WV-OLK-173-A | WV-OLK-173-A_01 | Bower Run | WVLK-90-A
4057 | WV-OLK | WV-OLK_09 | Little Kanawha River | WVLK | 4121 | WV-OLK-173 | WV-OLK-173_01 | Copen Run | WVLK-90
4057 | WV-OLK | WV-OLK_09 | Little Kanawha River | WVLK | 4122 | WV-OLK-173-B | WV-OLK-173-B_01 | Bull Fork | WVLK-90-D
4057 | WV-OLK | WV-OLK_09 | Little Kanawha River | WVLK | 4123 | WV-OLK-173 | WV-OLK-173_01 | Copen Run | WVLK-90
4057 | WV-OLK | WV-OLK_09 | Little Kanawha River | WVLK | 4124 | WV-OLK-173-D | WV-OLK-173-D_01 | Wolfpen Run | WVLK-90-E
4057 | WV-OLK | WV-OLK_09 | Little Kanawha River | WVLK | 4125 | WV-OLK-173 | WV-OLK-173_01 | Copen Run | WVLK-90
4057 | WV-OLK | WV-OLK_09 | Little Kanawha River | WVLK | 4126 | WV-OLK | WV-OLK_08 | Little Kanawha River | WVLK
4057 | WV-OLK | WV-OLK_09 | Little Kanawha River | WVLK | 4127 | WV-OLK-175 | WV-OLK-175_01 | Hyers Run | WVLK-92
4057 | WV-OLK | WV-OLK_09 | Little Kanawha River | WVLK | 4128 | WV-OLK | WV-OLK_08 | Little Kanawha River | WVLK
4057 | WV-OLK | WV-OLK_09 | Little Kanawha River | WVLK | 4129 | WV-OLK-177 | WV-OLK-177_03 | Oil Creek | WVLK-94
4057 | WV-OLK | WV-OLK_09 | Little Kanawha River | WVLK | 4130 | WV-OLK-177-E | WV-OLK-177-E_02 | Clover Fork | WVLK-94-E
4057 | WV-OLK | WV-OLK_09 | Little Kanawha River | WVLK | 4131 | WV-OLK-177-E-6 | WV-OLK-177-E-6_01 | Meadow Run | WVLK-94-E-1
4057 | WV-OLK | WV-OLK_09 | Little Kanawha River | WVLK | 4132 | WV-OLK-177-E | WV-OLK-177-E_01 | Clover Fork | WVLK-94-E
4057 | WV-OLK | WV-OLK_09 | Little Kanawha River | WVLK | 4133 | WV-OLK-177 | WV-OLK-177_02 | Oil Creek | WVLK-94
4057 | WV-OLK | WV-OLK_09 | Little Kanawha River | WVLK | 4134 | WV-OLK-177-F | WV-OLK-177-F_01 | Threelick Run | WVLK-94-F
4057 | WV-OLK | WV-OLK_09 | Little Kanawha River | WVLK | 4135 | WV-OLK-177 | WV-OLK-177_02 | Oil Creek | WVLK-94
4057 | WV-OLK | WV-OLK_09 | Little Kanawha River | WVLK | 4136 | WV-OLK-177-K | WV-OLK-177-K_01 | Redlick Run | WVLK-94-I
4057 | WV-OLK | WV-OLK_09 | Little Kanawha River | WVLK | 4137 | WV-OLK-177 | WV-OLK-177_01 | Oil Creek | WVLK-94
4057 | WV-OLK | WV-OLK_09 | Little Kanawha River | WVLK | 4138 | WV-OLK | WV-OLK_08 | Little Kanawha River | WVLK
4057 | WV-OLK | WV-OLK_09 | Little Kanawha River | WVLK | 4139 | WV-OLK-178 | WV-OLK-178_04 | Saltlick Creek | WVLK-95
4057 | WV-OLK | WV-OLK_09 | Little Kanawha River | WVLK | 4140 | WV-OLK-178-E | WV-OLK-178-E_01 | Right Fork/Saltlick Creek | WVLK-95-B
4057 | WV-OLK | WV-OLK_09 | Little Kanawha River | WVLK | 4141 | WV-OLK-178 | WV-OLK-178_04 | Saltlick Creek | WVLK-95
4057 | WV-OLK | WV-OLK_09 | Little Kanawha River | WVLK | 4142 | WV-OLK-178-H | WV-OLK-178-H_01 | Burns Run | WVLK-95-D
4057 | WV-OLK | WV-OLK_09 | Little Kanawha River | WVLK | 4143 | WV-OLK-178 | WV-OLK-178_04 | Saltlick Creek | WVLK-95
4057 | WV-OLK | WV-OLK_09 | Little Kanawha River | WVLK | 4144 | WV-OLK-178-L | WV-OLK-178-L_01 | O'Brien Fork | WVLK-95-G
4057 | WV-OLK | WV-OLK_09 | Little Kanawha River | WVLK | 4145 | WV-OLK-178-L-3 | WV-OLK-178-L-3_01 | Right Fork/O'Brien Fork | WVLK-95-G-1
4057 | WV-OLK | WV-OLK_09 | Little Kanawha River | WVLK | 4146 | WV-OLK-178-L-4 | WV-OLK-178-L-4_01 | Berry Fork | WVLK-95-G-2
4057 | WV-OLK | WV-OLK_09 | Little Kanawha River | WVLK | 4147 | WV-OLK-178 | WV-OLK-178_03 | Saltlick Creek | WVLK-95
4057 | WV-OLK | WV-OLK_09 | Little Kanawha River | WVLK | 4148 | WV-OLK-178-P | WV-OLK-178-P_01 | Pickles Fork | WVLK-95-I
4057 | WV-OLK | WV-OLK_09 | Little Kanawha River | WVLK | 4149 | WV-OLK-178 | WV-OLK-178_03 | Saltlick Creek | WVLK-95
4057 | WV-OLK | WV-OLK_09 | Little Kanawha River | WVLK | 4150 | WV-OLK-178-S | WV-OLK-178-S_01 | Spruce Fork | WVLK-95-J
4057 | WV-OLK | WV-OLK_09 | Little Kanawha River | WVLK | 4151 | WV-OLK-178 | WV-OLK-178_03 | Saltlick Creek | WVLK-95
4057 | WV-OLK | WV-OLK_09 | Little Kanawha River | WVLK | 4152 | WV-OLK-178-W | WV-OLK-178-W_01 | Hughes Fork | WVLK-95-K
4057 | WV-OLK | WV-OLK_09 | Little Kanawha River | WVLK | 4153 | WV-OLK-178 | WV-OLK-178_02 | Saltlick Creek | WVLK-95
4057 | WV-OLK | WV-OLK_09 | Little Kanawha River | WVLK | 4154 | WV-OLK-178-X | WV-OLK-178-X_01 | Carpenter Fork | WVLK-95-L
4057 | WV-OLK | WV-OLK_09 | Little Kanawha River | WVLK | 4155 | WV-OLK-178 | WV-OLK-178_01 | Saltlick Creek | WVLK-95
4057 | WV-OLK | WV-OLK_09 | Little Kanawha River | WVLK | 4156 | WV-OLK | WV-OLK_07 | Little Kanawha River | WVLK
4057 | WV-OLK | WV-OLK_09 | Little Kanawha River | WVLK | 4157 | WV-OLK-183 | WV-OLK-183_01 | Williams Run | WVLK-96.5
4060 | WV-OLK-159 | WV-OLK-159_01 | Stewart Creek | WVLK-79 | 4060 | WV-OLK-159 | WV-OLK-159_01 | Stewart Creek | WVLK-79
4060 | WV-OLK-159 | WV-OLK-159_01 | Stewart Creek | WVLK-79 | 4061 | WV-OLK-159-C | WV-OLK-159-C_01 | Collins Run | WVLK-79-B
4060 | WV-OLK-159 | WV-OLK-159_01 | Stewart Creek | WVLK-79 | 4062 | WV-OLK-159 | WV-OLK-159_01 | Stewart Creek | WVLK-79
4064 | WV-OLK-163 | WV-OLK-163_01 | Duck Creek | WVLK-82 | 4064 | WV-OLK-163 | WV-OLK-163_01 | Duck Creek | WVLK-82
4064 | WV-OLK-163 | WV-OLK-163_01 | Duck Creek | WVLK-82 | 4065 | WV-OLK-163-A | WV-OLK-163-A_01 | UNT/Duck Creek RM 1.34
4064 | WV-OLK-163 | WV-OLK-163_01 | Duck Creek | WVLK-82 | 4066 | WV-OLK-163 | WV-OLK-163_01 | Duck Creek | WVLK-82
4064 | WV-OLK-163 | WV-OLK-163_01 | Duck Creek | WVLK-82 | 4067 | WV-OLK-163-C | WV-OLK-163-C_01 | UNT/Duck Creek RM 2.33 | WVLK-82-B
4064 | WV-OLK-163 | WV-OLK-163_01 | Duck Creek | WVLK-82 | 4068 | WV-OLK-163 | WV-OLK-163_01 | Duck Creek | WVLK-82
4070 | WV-OLK-164 | WV-OLK-164_01 | Bear Run | WVLK-83 | 4070 | WV-OLK-164 | WV-OLK-164_01 | Bear Run | WVLK-83
4072 | WV-OLK-166 | WV-OLK-166_01 | Lynch Run | WVLK-85 | 4072 | WV-OLK-166 | WV-OLK-166_01 | Lynch Run | WVLK-85
4072 | WV-OLK-166 | WV-OLK-166_01 | Lynch Run | WVLK-85 | 4073 | WV-OLK-166-C | WV-OLK-166-C_01 | UNT/Lynch Run RM 0.91 | WVLK-85-C
4072 | WV-OLK-166 | WV-OLK-166_01 | Lynch Run | WVLK-85 | 4074 | WV-OLK-166 | WV-OLK-166_01 | Lynch Run | WVLK-85
4076 | WV-OLK-168 | WV-OLK-168_05 | Sand Fork | WVLK-86 | 4076 | WV-OLK-168 | WV-OLK-168_05 | Sand Fork | WVLK-86
4076 | WV-OLK-168 | WV-OLK-168_05 | Sand Fork | WVLK-86 | 4077 | WV-OLK-168-C | WV-OLK-168-C_01 | Joes Run | WVLK-86-B
4076 | WV-OLK-168 | WV-OLK-168_05 | Sand Fork | WVLK-86 | 4078 | WV-OLK-168 | WV-OLK-168_05 | Sand Fork | WVLK-86
4076 | WV-OLK-168 | WV-OLK-168_05 | Sand Fork | WVLK-86 | 4079 | WV-OLK-168-E | WV-OLK-168-E_01 | Ellis Creek | WVLK-86-C
4076 | WV-OLK-168 | WV-OLK-168_05 | Sand Fork | WVLK-86 | 4080 | WV-OLK-168-E-4 | WV-OLK-168-E-4_01 | Jakes Run | WVLK-86-C-3
4076 | WV-OLK-168 | WV-OLK-168_05 | Sand Fork | WVLK-86 | 4081 | WV-OLK-168-E | WV-OLK-168-E_01 | Ellis Creek | WVLK-86-C
4076 | WV-OLK-168 | WV-OLK-168_05 | Sand Fork | WVLK-86 | 4082 | WV-OLK-168 | WV-OLK-168_05 | Sand Fork | WVLK-86
4076 | WV-OLK-168 | WV-OLK-168_05 | Sand Fork | WVLK-86 | 4083 | WV-OLK-168-H | WV-OLK-168-H_03 | Indian Fork | WVLK-86-E
4076 | WV-OLK-168 | WV-OLK-168_05 | Sand Fork | WVLK-86 | 4084 | WV-OLK-168-H-3 | WV-OLK-168-H-3_01 | Heaters Fork | WVLK-86-E-1
4076 | WV-OLK-168 | WV-OLK-168_05 | Sand Fork | WVLK-86 | 4085 | WV-OLK-168-H-3-B | WV-OLK-168-H-3-B_01 | Rocky Fork | WVLK-86-E-1-B
4076 | WV-OLK-168 | WV-OLK-168_05 | Sand Fork | WVLK-86 | 4086 | WV-OLK-168-H-3 | WV-OLK-168-H-3_01 | Heaters Fork | WVLK-86-E-1
4076 | WV-OLK-168 | WV-OLK-168_05 | Sand Fork | WVLK-86 | 4087 | WV-OLK-168-H | WV-OLK-168-H_03 | Indian Fork | WVLK-86-E
4076 | WV-OLK-168 | WV-OLK-168_05 | Sand Fork | WVLK-86 | 4088 | WV-OLK-168-H | WV-OLK-168-H_02 | Indian Fork | WVLK-86-E
4076 | WV-OLK-168 | WV-OLK-168_05 | Sand Fork | WVLK-86 | 4089 | WV-OLK-168-H-12 | WV-OLK-168-H-12_01 | Bens Run | WVLK-86-E-5
4076 | WV-OLK-168 | WV-OLK-168_05 | Sand Fork | WVLK-86 | 4090 | WV-OLK-168-H | WV-OLK-168-H_01 | Indian Fork | WVLK-86-E
4076 | WV-OLK-168 | WV-OLK-168_05 | Sand Fork | WVLK-86 | 4091 | WV-OLK-168-H-14 | WV-OLK-168-H-14_01 | Sleepcamp Run | WVLK-86-E-7
4076 | WV-OLK-168 | WV-OLK-168_05 | Sand Fork | WVLK-86 | 4092 | WV-OLK-168-H | WV-OLK-168-H_01 | Indian Fork | WVLK-86-E
4076 | WV-OLK-168 | WV-OLK-168_05 | Sand Fork | WVLK-86 | 4093 | WV-OLK-168-H-16 | WV-OLK-168-H-16_01 | Goosepen Run | WVLK-86-E-8
4076 | WV-OLK-168 | WV-OLK-168_05 | Sand Fork | WVLK-86 | 4094 | WV-OLK-168-H | WV-OLK-168-H_01 | Indian Fork | WVLK-86-E
4076 | WV-OLK-168 | WV-OLK-168_05 | Sand Fork | WVLK-86 | 4095 | WV-OLK-168 | WV-OLK-168_04 | Sand Fork | WVLK-86
4076 | WV-OLK-168 | WV-OLK-168_05 | Sand Fork | WVLK-86 | 4096 | WV-OLK-168-J | WV-OLK-168-J_01 | Butchers Fork | WVLK-86-G
4076 | WV-OLK-168 | WV-OLK-168_05 | Sand Fork | WVLK-86 | 4097 | WV-OLK-168 | WV-OLK-168_04 | Sand Fork | WVLK-86
4076 | WV-OLK-168 | WV-OLK-168_05 | Sand Fork | WVLK-86 | 4098 | WV-OLK-168-L | WV-OLK-168-L_01 | Old Field Fork | WVLK-86-I
4076 | WV-OLK-168 | WV-OLK-168_05 | Sand Fork | WVLK-86 | 4099 | WV-OLK-168 | WV-OLK-168_04 | Sand Fork | WVLK-86
4076 | WV-OLK-168 | WV-OLK-168_05 | Sand Fork | WVLK-86 | 4100 | WV-OLK-168-N | WV-OLK-168-N_01 | Cove Lick | WVLK-86-J
4076 | WV-OLK-168 | WV-OLK-168_05 | Sand Fork | WVLK-86 | 4101 | WV-OLK-168-N-4 | WV-OLK-168-N-4_01 | Laurel Run | WVLK-86-J-3
4076 | WV-OLK-168 | WV-OLK-168_05 | Sand Fork | WVLK-86 | 4102 | WV-OLK-168-N | WV-OLK-168-N_01 | Cove Lick | WVLK-86-J
4076 | WV-OLK-168 | WV-OLK-168_05 | Sand Fork | WVLK-86 | 4103 | WV-OLK-168 | WV-OLK-168_03 | Sand Fork | WVLK-86
4076 | WV-OLK-168 | WV-OLK-168_05 | Sand Fork | WVLK-86 | 4104 | WV-OLK-168-R | WV-OLK-168-R_01 | Rock Run | WVLK-86-K
4076 | WV-OLK-168 | WV-OLK-168_05 | Sand Fork | WVLK-86 | 4105 | WV-OLK-168 | WV-OLK-168_03 | Sand Fork | WVLK-86
4076 | WV-OLK-168 | WV-OLK-168_05 | Sand Fork | WVLK-86 | 4106 | WV-OLK-168-Z | WV-OLK-168-Z_01 | Crooked Fork | WVLK-86-M
4076 | WV-OLK-168 | WV-OLK-168_05 | Sand Fork | WVLK-86 | 4107 | WV-OLK-168 | WV-OLK-168_01 | Sand Fork | WVLK-86
4080 | WV-OLK-168-E-4 | WV-OLK-168-E-4_01 | Jakes Run | WVLK-86-C-3 | 4080 | WV-OLK-168-E-4 | WV-OLK-168-E-4_01 | Jakes Run | WVLK-86-C-3
4083 | WV-OLK-168-H | WV-OLK-168-H_03 | Indian Fork | WVLK-86-E | 4083 | WV-OLK-168-H | WV-OLK-168-H_03 | Indian Fork | WVLK-86-E
4083 | WV-OLK-168-H | WV-OLK-168-H_03 | Indian Fork | WVLK-86-E | 4084 | WV-OLK-168-H-3 | WV-OLK-168-H-3_01 | Heaters Fork | WVLK-86-E-1
4083 | WV-OLK-168-H | WV-OLK-168-H_03 | Indian Fork | WVLK-86-E | 4085 | WV-OLK-168-H-3-B | WV-OLK-168-H-3-B_01 | Rocky Fork | WVLK-86-E-1-B
4083 | WV-OLK-168-H | WV-OLK-168-H_03 | Indian Fork | WVLK-86-E | 4086 | WV-OLK-168-H-3 | WV-OLK-168-H-3_01 | Heaters Fork | WVLK-86-E-1
4083 | WV-OLK-168-H | WV-OLK-168-H_03 | Indian Fork | WVLK-86-E | 4087 | WV-OLK-168-H | WV-OLK-168-H_03 | Indian Fork | WVLK-86-E
4083 | WV-OLK-168-H | WV-OLK-168-H_03 | Indian Fork | WVLK-86-E | 4088 | WV-OLK-168-H | WV-OLK-168-H_02 | Indian Fork | WVLK-86-E
4083 | WV-OLK-168-H | WV-OLK-168-H_03 | Indian Fork | WVLK-86-E | 4089 | WV-OLK-168-H-12 | WV-OLK-168-H-12_01 | Bens Run | WVLK-86-E-5
4083 | WV-OLK-168-H | WV-OLK-168-H_03 | Indian Fork | WVLK-86-E | 4090 | WV-OLK-168-H | WV-OLK-168-H_01 | Indian Fork | WVLK-86-E
4083 | WV-OLK-168-H | WV-OLK-168-H_03 | Indian Fork | WVLK-86-E | 4091 | WV-OLK-168-H-14 | WV-OLK-168-H-14_01 | Sleepcamp Run | WVLK-86-E-7
4083 | WV-OLK-168-H | WV-OLK-168-H_03 | Indian Fork | WVLK-86-E | 4092 | WV-OLK-168-H | WV-OLK-168-H_01 | Indian Fork | WVLK-86-E
4083 | WV-OLK-168-H | WV-OLK-168-H_03 | Indian Fork | WVLK-86-E | 4093 | WV-OLK-168-H-16 | WV-OLK-168-H-16_01 | Goosepen Run | WVLK-86-E-8
4083 | WV-OLK-168-H | WV-OLK-168-H_03 | Indian Fork | WVLK-86-E | 4094 | WV-OLK-168-H | WV-OLK-168-H_01 | Indian Fork | WVLK-86-E
4088 | WV-OLK-168-H | WV-OLK-168-H_02 | Indian Fork | WVLK-86-E | 4088 | WV-OLK-168-H | WV-OLK-168-H_02 | Indian Fork | WVLK-86-E
4088 | WV-OLK-168-H | WV-OLK-168-H_02 | Indian Fork | WVLK-86-E | 4089 | WV-OLK-168-H-12 | WV-OLK-168-H-12_01 | Bens Run | WVLK-86-E-5
4088 | WV-OLK-168-H | WV-OLK-168-H_02 | Indian Fork | WVLK-86-E | 4090 | WV-OLK-168-H | WV-OLK-168-H_01 | Indian Fork | WVLK-86-E
4088 | WV-OLK-168-H | WV-OLK-168-H_02 | Indian Fork | WVLK-86-E | 4091 | WV-OLK-168-H-14 | WV-OLK-168-H-14_01 | Sleepcamp Run | WVLK-86-E-7
4088 | WV-OLK-168-H | WV-OLK-168-H_02 | Indian Fork | WVLK-86-E | 4092 | WV-OLK-168-H | WV-OLK-168-H_01 | Indian Fork | WVLK-86-E
4088 | WV-OLK-168-H | WV-OLK-168-H_02 | Indian Fork | WVLK-86-E | 4093 | WV-OLK-168-H-16 | WV-OLK-168-H-16_01 | Goosepen Run | WVLK-86-E-8
4088 | WV-OLK-168-H | WV-OLK-168-H_02 | Indian Fork | WVLK-86-E | 4094 | WV-OLK-168-H | WV-OLK-168-H_01 | Indian Fork | WVLK-86-E
4093 | WV-OLK-168-H-16 | WV-OLK-168-H-16_01 | Goosepen Run | WVLK-86-E-8 | 4093 | WV-OLK-168-H-16 | WV-OLK-168-H-16_01 | Goosepen Run | WVLK-86-E-8
4095 | WV-OLK-168 | WV-OLK-168_04 | Sand Fork | WVLK-86 | 4095 | WV-OLK-168 | WV-OLK-168_04 | Sand Fork | WVLK-86
4095 | WV-OLK-168 | WV-OLK-168_04 | Sand Fork | WVLK-86 | 4096 | WV-OLK-168-J | WV-OLK-168-J_01 | Butchers Fork | WVLK-86-G
4095 | WV-OLK-168 | WV-OLK-168_04 | Sand Fork | WVLK-86 | 4097 | WV-OLK-168 | WV-OLK-168_04 | Sand Fork | WVLK-86
4095 | WV-OLK-168 | WV-OLK-168_04 | Sand Fork | WVLK-86 | 4098 | WV-OLK-168-L | WV-OLK-168-L_01 | Old Field Fork | WVLK-86-I
4095 | WV-OLK-168 | WV-OLK-168_04 | Sand Fork | WVLK-86 | 4099 | WV-OLK-168 | WV-OLK-168_04 | Sand Fork | WVLK-86
4095 | WV-OLK-168 | WV-OLK-168_04 | Sand Fork | WVLK-86 | 4100 | WV-OLK-168-N | WV-OLK-168-N_01 | Cove Lick | WVLK-86-J
4095 | WV-OLK-168 | WV-OLK-168_04 | Sand Fork | WVLK-86 | 4101 | WV-OLK-168-N-4 | WV-OLK-168-N-4_01 | Laurel Run | WVLK-86-J-3
4095 | WV-OLK-168 | WV-OLK-168_04 | Sand Fork | WVLK-86 | 4102 | WV-OLK-168-N | WV-OLK-168-N_01 | Cove Lick | WVLK-86-J
4095 | WV-OLK-168 | WV-OLK-168_04 | Sand Fork | WVLK-86 | 4103 | WV-OLK-168 | WV-OLK-168_03 | Sand Fork | WVLK-86
4095 | WV-OLK-168 | WV-OLK-168_04 | Sand Fork | WVLK-86 | 4104 | WV-OLK-168-R | WV-OLK-168-R_01 | Rock Run | WVLK-86-K
4095 | WV-OLK-168 | WV-OLK-168_04 | Sand Fork | WVLK-86 | 4105 | WV-OLK-168 | WV-OLK-168_03 | Sand Fork | WVLK-86
4095 | WV-OLK-168 | WV-OLK-168_04 | Sand Fork | WVLK-86 | 4106 | WV-OLK-168-Z | WV-OLK-168-Z_01 | Crooked Fork | WVLK-86-M
4095 | WV-OLK-168 | WV-OLK-168_04 | Sand Fork | WVLK-86 | 4107 | WV-OLK-168 | WV-OLK-168_01 | Sand Fork | WVLK-86
4103 | WV-OLK-168 | WV-OLK-168_03 | Sand Fork | WVLK-86 | 4103 | WV-OLK-168 | WV-OLK-168_03 | Sand Fork | WVLK-86
4103 | WV-OLK-168 | WV-OLK-168_03 | Sand Fork | WVLK-86 | 4104 | WV-OLK-168-R | WV-OLK-168-R_01 | Rock Run | WVLK-86-K
4103 | WV-OLK-168 | WV-OLK-168_03 | Sand Fork | WVLK-86 | 4105 | WV-OLK-168 | WV-OLK-168_03 | Sand Fork | WVLK-86
4103 | WV-OLK-168 | WV-OLK-168_03 | Sand Fork | WVLK-86 | 4106 | WV-OLK-168-Z | WV-OLK-168-Z_01 | Crooked Fork | WVLK-86-M
4103 | WV-OLK-168 | WV-OLK-168_03 | Sand Fork | WVLK-86 | 4107 | WV-OLK-168 | WV-OLK-168_01 | Sand Fork | WVLK-86
4104 | WV-OLK-168-R | WV-OLK-168-R_01 | Rock Run | WVLK-86-K | 4104 | WV-OLK-168-R | WV-OLK-168-R_01 | Rock Run | WVLK-86-K
4106 | WV-OLK-168-Z | WV-OLK-168-Z_01 | Crooked Fork | WVLK-86-M | 4106 | WV-OLK-168-Z | WV-OLK-168-Z_01 | Crooked Fork | WVLK-86-M
4108 | WV-OLK | WV-OLK_08 | Little Kanawha River | WVLK | 4108 | WV-OLK | WV-OLK_08 | Little Kanawha River | WVLK
4108 | WV-OLK | WV-OLK_08 | Little Kanawha River | WVLK | 4109 | WV-OLK-171 | WV-OLK-171_01 | Duskcamp Run | WVLK-88
4108 | WV-OLK | WV-OLK_08 | Little Kanawha River | WVLK | 4110 | WV-OLK-171-A | WV-OLK-171-A_01 | Right Fork/Duskcamp Run | WVLK-88-A
4108 | WV-OLK | WV-OLK_08 | Little Kanawha River | WVLK | 4111 | WV-OLK-171-A-3 | WV-OLK-171-A-3_01 | Turkey Fork | WVLK-88-A-1
4108 | WV-OLK | WV-OLK_08 | Little Kanawha River | WVLK | 4112 | WV-OLK-171-A | WV-OLK-171-A_01 | Right Fork/Duskcamp Run | WVLK-88-A
4108 | WV-OLK | WV-OLK_08 | Little Kanawha River | WVLK | 4113 | WV-OLK-171 | WV-OLK-171_01 | Duskcamp Run | WVLK-88
4108 | WV-OLK | WV-OLK_08 | Little Kanawha River | WVLK | 4114 | WV-OLK-171-C | WV-OLK-171-C_01 | UNT/Duskcamp Run RM 1.98
4108 | WV-OLK | WV-OLK_08 | Little Kanawha River | WVLK | 4115 | WV-OLK-171 | WV-OLK-171_01 | Duskcamp Run | WVLK-88
4108 | WV-OLK | WV-OLK_08 | Little Kanawha River | WVLK | 4116 | WV-OLK-171-E | WV-OLK-171-E_01 | Toler Fork | WVLK-88-B
4108 | WV-OLK | WV-OLK_08 | Little Kanawha River | WVLK | 4117 | WV-OLK-171 | WV-OLK-171_01 | Duskcamp Run | WVLK-88
4108 | WV-OLK | WV-OLK_08 | Little Kanawha River | WVLK | 4118 | WV-OLK | WV-OLK_08 | Little Kanawha River | WVLK
4108 | WV-OLK | WV-OLK_08 | Little Kanawha River | WVLK | 4119 | WV-OLK-173 | WV-OLK-173_02 | Copen Run | WVLK-90
4108 | WV-OLK | WV-OLK_08 | Little Kanawha River | WVLK | 4120 | WV-OLK-173-A | WV-OLK-173-A_01 | Bower Run | WVLK-90-A
4108 | WV-OLK | WV-OLK_08 | Little Kanawha River | WVLK | 4121 | WV-OLK-173 | WV-OLK-173_01 | Copen Run | WVLK-90
4108 | WV-OLK | WV-OLK_08 | Little Kanawha River | WVLK | 4122 | WV-OLK-173-B | WV-OLK-173-B_01 | Bull Fork | WVLK-90-D
4108 | WV-OLK | WV-OLK_08 | Little Kanawha River | WVLK | 4123 | WV-OLK-173 | WV-OLK-173_01 | Copen Run | WVLK-90
4108 | WV-OLK | WV-OLK_08 | Little Kanawha River | WVLK | 4124 | WV-OLK-173-D | WV-OLK-173-D_01 | Wolfpen Run | WVLK-90-E
4108 | WV-OLK | WV-OLK_08 | Little Kanawha River | WVLK | 4125 | WV-OLK-173 | WV-OLK-173_01 | Copen Run | WVLK-90
4108 | WV-OLK | WV-OLK_08 | Little Kanawha River | WVLK | 4126 | WV-OLK | WV-OLK_08 | Little Kanawha River | WVLK
4108 | WV-OLK | WV-OLK_08 | Little Kanawha River | WVLK | 4127 | WV-OLK-175 | WV-OLK-175_01 | Hyers Run | WVLK-92
4108 | WV-OLK | WV-OLK_08 | Little Kanawha River | WVLK | 4128 | WV-OLK | WV-OLK_08 | Little Kanawha River | WVLK
4108 | WV-OLK | WV-OLK_08 | Little Kanawha River | WVLK | 4129 | WV-OLK-177 | WV-OLK-177_03 | Oil Creek | WVLK-94
4108 | WV-OLK | WV-OLK_08 | Little Kanawha River | WVLK | 4130 | WV-OLK-177-E | WV-OLK-177-E_02 | Clover Fork | WVLK-94-E
4108 | WV-OLK | WV-OLK_08 | Little Kanawha River | WVLK | 4131 | WV-OLK-177-E-6 | WV-OLK-177-E-6_01 | Meadow Run | WVLK-94-E-1
4108 | WV-OLK | WV-OLK_08 | Little Kanawha River | WVLK | 4132 | WV-OLK-177-E | WV-OLK-177-E_01 | Clover Fork | WVLK-94-E
4108 | WV-OLK | WV-OLK_08 | Little Kanawha River | WVLK | 4133 | WV-OLK-177 | WV-OLK-177_02 | Oil Creek | WVLK-94
4108 | WV-OLK | WV-OLK_08 | Little Kanawha River | WVLK | 4134 | WV-OLK-177-F | WV-OLK-177-F_01 | Threelick Run | WVLK-94-F
4108 | WV-OLK | WV-OLK_08 | Little Kanawha River | WVLK | 4135 | WV-OLK-177 | WV-OLK-177_02 | Oil Creek | WVLK-94
4108 | WV-OLK | WV-OLK_08 | Little Kanawha River | WVLK | 4136 | WV-OLK-177-K | WV-OLK-177-K_01 | Redlick Run | WVLK-94-I
4108 | WV-OLK | WV-OLK_08 | Little Kanawha River | WVLK | 4137 | WV-OLK-177 | WV-OLK-177_01 | Oil Creek | WVLK-94
4108 | WV-OLK | WV-OLK_08 | Little Kanawha River | WVLK | 4138 | WV-OLK | WV-OLK_08 | Little Kanawha River | WVLK
4108 | WV-OLK | WV-OLK_08 | Little Kanawha River | WVLK | 4139 | WV-OLK-178 | WV-OLK-178_04 | Saltlick Creek | WVLK-95
4108 | WV-OLK | WV-OLK_08 | Little Kanawha River | WVLK | 4140 | WV-OLK-178-E | WV-OLK-178-E_01 | Right Fork/Saltlick Creek | WVLK-95-B
4108 | WV-OLK | WV-OLK_08 | Little Kanawha River | WVLK | 4141 | WV-OLK-178 | WV-OLK-178_04 | Saltlick Creek | WVLK-95
4108 | WV-OLK | WV-OLK_08 | Little Kanawha River | WVLK | 4142 | WV-OLK-178-H | WV-OLK-178-H_01 | Burns Run | WVLK-95-D
4108 | WV-OLK | WV-OLK_08 | Little Kanawha River | WVLK | 4143 | WV-OLK-178 | WV-OLK-178_04 | Saltlick Creek | WVLK-95
4108 | WV-OLK | WV-OLK_08 | Little Kanawha River | WVLK | 4144 | WV-OLK-178-L | WV-OLK-178-L_01 | O'Brien Fork | WVLK-95-G
4108 | WV-OLK | WV-OLK_08 | Little Kanawha River | WVLK | 4145 | WV-OLK-178-L-3 | WV-OLK-178-L-3_01 | Right Fork/O'Brien Fork | WVLK-95-G-1
4108 | WV-OLK | WV-OLK_08 | Little Kanawha River | WVLK | 4146 | WV-OLK-178-L-4 | WV-OLK-178-L-4_01 | Berry Fork | WVLK-95-G-2
4108 | WV-OLK | WV-OLK_08 | Little Kanawha River | WVLK | 4147 | WV-OLK-178 | WV-OLK-178_03 | Saltlick Creek | WVLK-95
4108 | WV-OLK | WV-OLK_08 | Little Kanawha River | WVLK | 4148 | WV-OLK-178-P | WV-OLK-178-P_01 | Pickles Fork | WVLK-95-I
4108 | WV-OLK | WV-OLK_08 | Little Kanawha River | WVLK | 4149 | WV-OLK-178 | WV-OLK-178_03 | Saltlick Creek | WVLK-95
4108 | WV-OLK | WV-OLK_08 | Little Kanawha River | WVLK | 4150 | WV-OLK-178-S | WV-OLK-178-S_01 | Spruce Fork | WVLK-95-J
4108 | WV-OLK | WV-OLK_08 | Little Kanawha River | WVLK | 4151 | WV-OLK-178 | WV-OLK-178_03 | Saltlick Creek | WVLK-95
4108 | WV-OLK | WV-OLK_08 | Little Kanawha River | WVLK | 4152 | WV-OLK-178-W | WV-OLK-178-W_01 | Hughes Fork | WVLK-95-K
4108 | WV-OLK | WV-OLK_08 | Little Kanawha River | WVLK | 4153 | WV-OLK-178 | WV-OLK-178_02 | Saltlick Creek | WVLK-95
4108 | WV-OLK | WV-OLK_08 | Little Kanawha River | WVLK | 4154 | WV-OLK-178-X | WV-OLK-178-X_01 | Carpenter Fork | WVLK-95-L
4108 | WV-OLK | WV-OLK_08 | Little Kanawha River | WVLK | 4155 | WV-OLK-178 | WV-OLK-178_01 | Saltlick Creek | WVLK-95
4108 | WV-OLK | WV-OLK_08 | Little Kanawha River | WVLK | 4156 | WV-OLK | WV-OLK_07 | Little Kanawha River | WVLK
4108 | WV-OLK | WV-OLK_08 | Little Kanawha River | WVLK | 4157 | WV-OLK-183 | WV-OLK-183_01 | Williams Run | WVLK-96.5
4109 | WV-OLK-171 | WV-OLK-171_01 | Duskcamp Run | WVLK-88 | 4109 | WV-OLK-171 | WV-OLK-171_01 | Duskcamp Run | WVLK-88
4109 | WV-OLK-171 | WV-OLK-171_01 | Duskcamp Run | WVLK-88 | 4110 | WV-OLK-171-A | WV-OLK-171-A_01 | Right Fork/Duskcamp Run | WVLK-88-A
4109 | WV-OLK-171 | WV-OLK-171_01 | Duskcamp Run | WVLK-88 | 4111 | WV-OLK-171-A-3 | WV-OLK-171-A-3_01 | Turkey Fork | WVLK-88-A-1
4109 | WV-OLK-171 | WV-OLK-171_01 | Duskcamp Run | WVLK-88 | 4112 | WV-OLK-171-A | WV-OLK-171-A_01 | Right Fork/Duskcamp Run | WVLK-88-A
4109 | WV-OLK-171 | WV-OLK-171_01 | Duskcamp Run | WVLK-88 | 4113 | WV-OLK-171 | WV-OLK-171_01 | Duskcamp Run | WVLK-88
4109 | WV-OLK-171 | WV-OLK-171_01 | Duskcamp Run | WVLK-88 | 4114 | WV-OLK-171-C | WV-OLK-171-C_01 | UNT/Duskcamp Run RM 1.98
4109 | WV-OLK-171 | WV-OLK-171_01 | Duskcamp Run | WVLK-88 | 4115 | WV-OLK-171 | WV-OLK-171_01 | Duskcamp Run | WVLK-88
4109 | WV-OLK-171 | WV-OLK-171_01 | Duskcamp Run | WVLK-88 | 4116 | WV-OLK-171-E | WV-OLK-171-E_01 | Toler Fork | WVLK-88-B
4109 | WV-OLK-171 | WV-OLK-171_01 | Duskcamp Run | WVLK-88 | 4117 | WV-OLK-171 | WV-OLK-171_01 | Duskcamp Run | WVLK-88
4110 | WV-OLK-171-A | WV-OLK-171-A_01 | Right Fork/Duskcamp Run | WVLK-88-A | 4110 | WV-OLK-171-A | WV-OLK-171-A_01 | Right Fork/Duskcamp Run | WVLK-88-A
4110 | WV-OLK-171-A | WV-OLK-171-A_01 | Right Fork/Duskcamp Run | WVLK-88-A | 4111 | WV-OLK-171-A-3 | WV-OLK-171-A-3_01 | Turkey Fork | WVLK-88-A-1
4110 | WV-OLK-171-A | WV-OLK-171-A_01 | Right Fork/Duskcamp Run | WVLK-88-A | 4112 | WV-OLK-171-A | WV-OLK-171-A_01 | Right Fork/Duskcamp Run | WVLK-88-A
4119 | WV-OLK-173 | WV-OLK-173_02 | Copen Run | WVLK-90 | 4119 | WV-OLK-173 | WV-OLK-173_02 | Copen Run | WVLK-90
4119 | WV-OLK-173 | WV-OLK-173_02 | Copen Run | WVLK-90 | 4120 | WV-OLK-173-A | WV-OLK-173-A_01 | Bower Run | WVLK-90-A
4119 | WV-OLK-173 | WV-OLK-173_02 | Copen Run | WVLK-90 | 4121 | WV-OLK-173 | WV-OLK-173_01 | Copen Run | WVLK-90
4119 | WV-OLK-173 | WV-OLK-173_02 | Copen Run | WVLK-90 | 4122 | WV-OLK-173-B | WV-OLK-173-B_01 | Bull Fork | WVLK-90-D
4119 | WV-OLK-173 | WV-OLK-173_02 | Copen Run | WVLK-90 | 4123 | WV-OLK-173 | WV-OLK-173_01 | Copen Run | WVLK-90
4119 | WV-OLK-173 | WV-OLK-173_02 | Copen Run | WVLK-90 | 4124 | WV-OLK-173-D | WV-OLK-173-D_01 | Wolfpen Run | WVLK-90-E
4119 | WV-OLK-173 | WV-OLK-173_02 | Copen Run | WVLK-90 | 4125 | WV-OLK-173 | WV-OLK-173_01 | Copen Run | WVLK-90
4120 | WV-OLK-173-A | WV-OLK-173-A_01 | Bower Run | WVLK-90-A | 4120 | WV-OLK-173-A | WV-OLK-173-A_01 | Bower Run | WVLK-90-A
4121 | WV-OLK-173 | WV-OLK-173_01 | Copen Run | WVLK-90 | 4121 | WV-OLK-173 | WV-OLK-173_01 | Copen Run | WVLK-90
4121 | WV-OLK-173 | WV-OLK-173_01 | Copen Run | WVLK-90 | 4122 | WV-OLK-173-B | WV-OLK-173-B_01 | Bull Fork | WVLK-90-D
4121 | WV-OLK-173 | WV-OLK-173_01 | Copen Run | WVLK-90 | 4123 | WV-OLK-173 | WV-OLK-173_01 | Copen Run | WVLK-90
4121 | WV-OLK-173 | WV-OLK-173_01 | Copen Run | WVLK-90 | 4124 | WV-OLK-173-D | WV-OLK-173-D_01 | Wolfpen Run | WVLK-90-E
4121 | WV-OLK-173 | WV-OLK-173_01 | Copen Run | WVLK-90 | 4125 | WV-OLK-173 | WV-OLK-173_01 | Copen Run | WVLK-90
4129 | WV-OLK-177 | WV-OLK-177_03 | Oil Creek | WVLK-94 | 4129 | WV-OLK-177 | WV-OLK-177_03 | Oil Creek | WVLK-94
4129 | WV-OLK-177 | WV-OLK-177_03 | Oil Creek | WVLK-94 | 4130 | WV-OLK-177-E | WV-OLK-177-E_02 | Clover Fork | WVLK-94-E
4129 | WV-OLK-177 | WV-OLK-177_03 | Oil Creek | WVLK-94 | 4131 | WV-OLK-177-E-6 | WV-OLK-177-E-6_01 | Meadow Run | WVLK-94-E-1
4129 | WV-OLK-177 | WV-OLK-177_03 | Oil Creek | WVLK-94 | 4132 | WV-OLK-177-E | WV-OLK-177-E_01 | Clover Fork | WVLK-94-E
4129 | WV-OLK-177 | WV-OLK-177_03 | Oil Creek | WVLK-94 | 4133 | WV-OLK-177 | WV-OLK-177_02 | Oil Creek | WVLK-94
4129 | WV-OLK-177 | WV-OLK-177_03 | Oil Creek | WVLK-94 | 4134 | WV-OLK-177-F | WV-OLK-177-F_01 | Threelick Run | WVLK-94-F
4129 | WV-OLK-177 | WV-OLK-177_03 | Oil Creek | WVLK-94 | 4135 | WV-OLK-177 | WV-OLK-177_02 | Oil Creek | WVLK-94
4129 | WV-OLK-177 | WV-OLK-177_03 | Oil Creek | WVLK-94 | 4136 | WV-OLK-177-K | WV-OLK-177-K_01 | Redlick Run | WVLK-94-I
4129 | WV-OLK-177 | WV-OLK-177_03 | Oil Creek | WVLK-94 | 4137 | WV-OLK-177 | WV-OLK-177_01 | Oil Creek | WVLK-94
4133 | WV-OLK-177 | WV-OLK-177_02 | Oil Creek | WVLK-94 | 4133 | WV-OLK-177 | WV-OLK-177_02 | Oil Creek | WVLK-94
4133 | WV-OLK-177 | WV-OLK-177_02 | Oil Creek | WVLK-94 | 4134 | WV-OLK-177-F | WV-OLK-177-F_01 | Threelick Run | WVLK-94-F
4133 | WV-OLK-177 | WV-OLK-177_02 | Oil Creek | WVLK-94 | 4135 | WV-OLK-177 | WV-OLK-177_02 | Oil Creek | WVLK-94
4133 | WV-OLK-177 | WV-OLK-177_02 | Oil Creek | WVLK-94 | 4136 | WV-OLK-177-K | WV-OLK-177-K_01 | Redlick Run | WVLK-94-I
4133 | WV-OLK-177 | WV-OLK-177_02 | Oil Creek | WVLK-94 | 4137 | WV-OLK-177 | WV-OLK-177_01 | Oil Creek | WVLK-94
4134 | WV-OLK-177-F | WV-OLK-177-F_01 | Threelick Run | WVLK-94-F | 4134 | WV-OLK-177-F | WV-OLK-177-F_01 | Threelick Run | WVLK-94-F
4139 | WV-OLK-178 | WV-OLK-178_04 | Saltlick Creek | WVLK-95 | 4139 | WV-OLK-178 | WV-OLK-178_04 | Saltlick Creek | WVLK-95
4139 | WV-OLK-178 | WV-OLK-178_04 | Saltlick Creek | WVLK-95 | 4140 | WV-OLK-178-E | WV-OLK-178-E_01 | Right Fork/Saltlick Creek | WVLK-95-B
4139 | WV-OLK-178 | WV-OLK-178_04 | Saltlick Creek | WVLK-95 | 4141 | WV-OLK-178 | WV-OLK-178_04 | Saltlick Creek | WVLK-95
4139 | WV-OLK-178 | WV-OLK-178_04 | Saltlick Creek | WVLK-95 | 4142 | WV-OLK-178-H | WV-OLK-178-H_01 | Burns Run | WVLK-95-D
4139 | WV-OLK-178 | WV-OLK-178_04 | Saltlick Creek | WVLK-95 | 4143 | WV-OLK-178 | WV-OLK-178_04 | Saltlick Creek | WVLK-95
4139 | WV-OLK-178 | WV-OLK-178_04 | Saltlick Creek | WVLK-95 | 4144 | WV-OLK-178-L | WV-OLK-178-L_01 | O'Brien Fork | WVLK-95-G
4139 | WV-OLK-178 | WV-OLK-178_04 | Saltlick Creek | WVLK-95 | 4145 | WV-OLK-178-L-3 | WV-OLK-178-L-3_01 | Right Fork/O'Brien Fork | WVLK-95-G-1
4139 | WV-OLK-178 | WV-OLK-178_04 | Saltlick Creek | WVLK-95 | 4146 | WV-OLK-178-L-4 | WV-OLK-178-L-4_01 | Berry Fork | WVLK-95-G-2
4139 | WV-OLK-178 | WV-OLK-178_04 | Saltlick Creek | WVLK-95 | 4147 | WV-OLK-178 | WV-OLK-178_03 | Saltlick Creek | WVLK-95
4139 | WV-OLK-178 | WV-OLK-178_04 | Saltlick Creek | WVLK-95 | 4148 | WV-OLK-178-P | WV-OLK-178-P_01 | Pickles Fork | WVLK-95-I
4139 | WV-OLK-178 | WV-OLK-178_04 | Saltlick Creek | WVLK-95 | 4149 | WV-OLK-178 | WV-OLK-178_03 | Saltlick Creek | WVLK-95
4139 | WV-OLK-178 | WV-OLK-178_04 | Saltlick Creek | WVLK-95 | 4150 | WV-OLK-178-S | WV-OLK-178-S_01 | Spruce Fork | WVLK-95-J
4139 | WV-OLK-178 | WV-OLK-178_04 | Saltlick Creek | WVLK-95 | 4151 | WV-OLK-178 | WV-OLK-178_03 | Saltlick Creek | WVLK-95
4139 | WV-OLK-178 | WV-OLK-178_04 | Saltlick Creek | WVLK-95 | 4152 | WV-OLK-178-W | WV-OLK-178-W_01 | Hughes Fork | WVLK-95-K
4139 | WV-OLK-178 | WV-OLK-178_04 | Saltlick Creek | WVLK-95 | 4153 | WV-OLK-178 | WV-OLK-178_02 | Saltlick Creek | WVLK-95
4139 | WV-OLK-178 | WV-OLK-178_04 | Saltlick Creek | WVLK-95 | 4154 | WV-OLK-178-X | WV-OLK-178-X_01 | Carpenter Fork | WVLK-95-L
4139 | WV-OLK-178 | WV-OLK-178_04 | Saltlick Creek | WVLK-95 | 4155 | WV-OLK-178 | WV-OLK-178_01 | Saltlick Creek | WVLK-95
4144 | WV-OLK-178-L | WV-OLK-178-L_01 | O'Brien Fork | WVLK-95-G | 4144 | WV-OLK-178-L | WV-OLK-178-L_01 | O'Brien Fork | WVLK-95-G
4144 | WV-OLK-178-L | WV-OLK-178-L_01 | O'Brien Fork | WVLK-95-G | 4145 | WV-OLK-178-L-3 | WV-OLK-178-L-3_01 | Right Fork/O'Brien Fork | WVLK-95-G-1
4144 | WV-OLK-178-L | WV-OLK-178-L_01 | O'Brien Fork | WVLK-95-G | 4146 | WV-OLK-178-L-4 | WV-OLK-178-L-4_01 | Berry Fork | WVLK-95-G-2
4147 | WV-OLK-178 | WV-OLK-178_03 | Saltlick Creek | WVLK-95 | 4147 | WV-OLK-178 | WV-OLK-178_03 | Saltlick Creek | WVLK-95
4147 | WV-OLK-178 | WV-OLK-178_03 | Saltlick Creek | WVLK-95 | 4148 | WV-OLK-178-P | WV-OLK-178-P_01 | Pickles Fork | WVLK-95-I
4147 | WV-OLK-178 | WV-OLK-178_03 | Saltlick Creek | WVLK-95 | 4149 | WV-OLK-178 | WV-OLK-178_03 | Saltlick Creek | WVLK-95
4147 | WV-OLK-178 | WV-OLK-178_03 | Saltlick Creek | WVLK-95 | 4150 | WV-OLK-178-S | WV-OLK-178-S_01 | Spruce Fork | WVLK-95-J
4147 | WV-OLK-178 | WV-OLK-178_03 | Saltlick Creek | WVLK-95 | 4151 | WV-OLK-178 | WV-OLK-178_03 | Saltlick Creek | WVLK-95
4147 | WV-OLK-178 | WV-OLK-178_03 | Saltlick Creek | WVLK-95 | 4152 | WV-OLK-178-W | WV-OLK-178-W_01 | Hughes Fork | WVLK-95-K
4147 | WV-OLK-178 | WV-OLK-178_03 | Saltlick Creek | WVLK-95 | 4153 | WV-OLK-178 | WV-OLK-178_02 | Saltlick Creek | WVLK-95
4147 | WV-OLK-178 | WV-OLK-178_03 | Saltlick Creek | WVLK-95 | 4154 | WV-OLK-178-X | WV-OLK-178-X_01 | Carpenter Fork | WVLK-95-L
4147 | WV-OLK-178 | WV-OLK-178_03 | Saltlick Creek | WVLK-95 | 4155 | WV-OLK-178 | WV-OLK-178_01 | Saltlick Creek | WVLK-95
4156 | WV-OLK | WV-OLK_07 | Little Kanawha River | WVLK | 4156 | WV-OLK | WV-OLK_07 | Little Kanawha River | WVLK
4156 | WV-OLK | WV-OLK_07 | Little Kanawha River | WVLK | 4157 | WV-OLK-183 | WV-OLK-183_01 | Williams Run | WVLK-96.5
5005 | WV-OLK-190 | WV-OLK-190_01 | Knawl Creek | WVLK-101 | 5005 | WV-OLK-190 | WV-OLK-190_01 | Knawl Creek | WVLK-101
5005 | WV-OLK-190 | WV-OLK-190_01 | Knawl Creek | WVLK-101 | 5006 | WV-OLK-190-F | WV-OLK-190-F_01 | Left Fork/Knawl Creek | WVLK-101-E
5005 | WV-OLK-190 | WV-OLK-190_01 | Knawl Creek | WVLK-101 | 5007 | WV-OLK-190 | WV-OLK-190_01 | Knawl Creek | WVLK-101
5009 | WV-OLK-194 | WV-OLK-194_02 | Falls Run | WVLK-105 | 5009 | WV-OLK-194 | WV-OLK-194_02 | Falls Run | WVLK-105
5009 | WV-OLK-194 | WV-OLK-194_02 | Falls Run | WVLK-105 | 5010 | WV-OLK-194-D | WV-OLK-194-D_01 | Left Fork/Falls Run | WVLK-105-D
5009 | WV-OLK-194 | WV-OLK-194_02 | Falls Run | WVLK-105 | 5011 | WV-OLK-194 | WV-OLK-194_01 | Falls Run | WVLK-105
5012 | WV-OLK | WV-OLK_06 | Little Kanawha River | WVLK | 5012 | WV-OLK | WV-OLK_06 | Little Kanawha River | WVLK
5012 | WV-OLK | WV-OLK_06 | Little Kanawha River | WVLK | 5013 | WV-OLK | WV-OLK_06 | Little Kanawha River | WVLK
5012 | WV-OLK | WV-OLK_06 | Little Kanawha River | WVLK | 5014 | WV-OLK-203 | WV-OLK-203_01 | Coplin Run (Copen Run) | WVLK-109
5012 | WV-OLK | WV-OLK_06 | Little Kanawha River | WVLK | 5015 | WV-OLK | WV-OLK_06 | Little Kanawha River | WVLK
5012 | WV-OLK | WV-OLK_06 | Little Kanawha River | WVLK | 5016 | WV-OLK-206 | WV-OLK-206_01 | Laurel Run | WVLK-111
5012 | WV-OLK | WV-OLK_06 | Little Kanawha River | WVLK | 5017 | WV-OLK | WV-OLK_06 | Little Kanawha River | WVLK
5012 | WV-OLK | WV-OLK_06 | Little Kanawha River | WVLK | 5018 | WV-OLK-209 | WV-OLK-209_01 | Little Laurel Run | WVLK-112
5012 | WV-OLK | WV-OLK_06 | Little Kanawha River | WVLK | 5019 | WV-OLK | WV-OLK_06 | Little Kanawha River | WVLK
5012 | WV-OLK | WV-OLK_06 | Little Kanawha River | WVLK | 5020 | WV-OLK-213 | WV-OLK-213_01 | Pretty Run | WVLK-114
5012 | WV-OLK | WV-OLK_06 | Little Kanawha River | WVLK | 5021 | WV-OLK | WV-OLK_06 | Little Kanawha River | WVLK
5012 | WV-OLK | WV-OLK_06 | Little Kanawha River | WVLK | 5022 | WV-OLK-216 | WV-OLK-216_04 | Right Fork/Little Kanawha River | WVLK-115
5012 | WV-OLK | WV-OLK_06 | Little Kanawha River | WVLK | 5023 | WV-OLK-216 | WV-OLK-216_04 | Right Fork/Little Kanawha River | WVLK-115
5012 | WV-OLK | WV-OLK_06 | Little Kanawha River | WVLK | 5024 | WV-OLK-216-K | WV-OLK-216-K_01 | Jerry Run | WVLK-115-D
5012 | WV-OLK | WV-OLK_06 | Little Kanawha River | WVLK | 5025 | WV-OLK-216 | WV-OLK-216_03 | Right Fork/Little Kanawha River | WVLK-115
5012 | WV-OLK | WV-OLK_06 | Little Kanawha River | WVLK | 5026 | WV-OLK-216-N | WV-OLK-216-N_01 | Buffalo Run | WVLK-115-F
5012 | WV-OLK | WV-OLK_06 | Little Kanawha River | WVLK | 5027 | WV-OLK-216 | WV-OLK-216_03 | Right Fork/Little Kanawha River | WVLK-115
5012 | WV-OLK | WV-OLK_06 | Little Kanawha River | WVLK | 5028 | WV-OLK-216-Q | WV-OLK-216-Q_01 | Left Fork/Right Fork/Little Kanawha River | WVLK-115-H
5012 | WV-OLK | WV-OLK_06 | Little Kanawha River | WVLK | 5029 | WV-OLK-216-Q | WV-OLK-216-Q_01 | Left Fork/Right Fork/Little Kanawha River | WVLK-115-H
5012 | WV-OLK | WV-OLK_06 | Little Kanawha River | WVLK | 5030 | WV-OLK-216 | WV-OLK-216_02 | Right Fork/Little Kanawha River | WVLK-115
5012 | WV-OLK | WV-OLK_06 | Little Kanawha River | WVLK | 5031 | WV-OLK-216-T | WV-OLK-216-T_01 | Long Run | WVLK-115-I
5012 | WV-OLK | WV-OLK_06 | Little Kanawha River | WVLK | 5032 | WV-OLK-216 | WV-OLK-216_02 | Right Fork/Little Kanawha River | WVLK-115
5012 | WV-OLK | WV-OLK_06 | Little Kanawha River | WVLK | 5033 | WV-OLK-216-V | WV-OLK-216-V_01 | Howell Fork | WVLK-115-K
5012 | WV-OLK | WV-OLK_06 | Little Kanawha River | WVLK | 5034 | WV-OLK-216 | WV-OLK-216_01 | Right Fork/Little Kanawha River | WVLK-115
5012 | WV-OLK | WV-OLK_06 | Little Kanawha River | WVLK | 5035 | WV-OLK | WV-OLK_06 | Little Kanawha River | WVLK
5012 | WV-OLK | WV-OLK_06 | Little Kanawha River | WVLK | 5036 | WV-OLK-219 | WV-OLK-219_01 | Hacker Camp Run | WVLK-117
5012 | WV-OLK | WV-OLK_06 | Little Kanawha River | WVLK | 5037 | WV-OLK | WV-OLK_04 | Little Kanawha River | WVLK
5012 | WV-OLK | WV-OLK_06 | Little Kanawha River | WVLK | 5038 | WV-OLK-221 | WV-OLK-221_01 | Glady Creek | WVLK-118
5012 | WV-OLK | WV-OLK_06 | Little Kanawha River | WVLK | 5039 | WV-OLK-221-A | WV-OLK-221-A_01 | Laurel Run | WVLK-118-A
5012 | WV-OLK | WV-OLK_06 | Little Kanawha River | WVLK | 5040 | WV-OLK-221 | WV-OLK-221_01 | Glady Creek | WVLK-118
5012 | WV-OLK | WV-OLK_06 | Little Kanawha River | WVLK | 5041 | WV-OLK-221 | WV-OLK-221_01 | Glady Creek | WVLK-118
5012 | WV-OLK | WV-OLK_06 | Little Kanawha River | WVLK | 5042 | WV-OLK | WV-OLK_04 | Little Kanawha River | WVLK
5012 | WV-OLK | WV-OLK_06 | Little Kanawha River | WVLK | 5043 | WV-OLK-223 | WV-OLK-223_01 | Trace Run | WVLK-120
5012 | WV-OLK | WV-OLK_06 | Little Kanawha River | WVLK | 5044 | WV-OLK | WV-OLK_04 | Little Kanawha River | WVLK
5012 | WV-OLK | WV-OLK_06 | Little Kanawha River | WVLK | 5045 | WV-OLK-224 | WV-OLK-224_01 | Cherry Fork | WVLK-121
5012 | WV-OLK | WV-OLK_06 | Little Kanawha River | WVLK | 5046 | WV-OLK | WV-OLK_04 | Little Kanawha River | WVLK
5012 | WV-OLK | WV-OLK_06 | Little Kanawha River | WVLK | 5047 | WV-OLK-230 | WV-OLK-230_01 | Lynn Camp Run | WVLK-124
5012 | WV-OLK | WV-OLK_06 | Little Kanawha River | WVLK | 5048 | WV-OLK | WV-OLK_03 | Little Kanawha River | WVLK
5012 | WV-OLK | WV-OLK_06 | Little Kanawha River | WVLK | 5049 | WV-OLK-234 | WV-OLK-234_01 | Laurel Run | WVLK-125
5012 | WV-OLK | WV-OLK_06 | Little Kanawha River | WVLK | 5050 | WV-OLK-234-D | WV-OLK-234-D_01 | UNT/Laurel Run RM 3.04 | WVLK-125-A
5012 | WV-OLK | WV-OLK_06 | Little Kanawha River | WVLK | 5051 | WV-OLK-234 | WV-OLK-234_01 | Laurel Run | WVLK-125
5012 | WV-OLK | WV-OLK_06 | Little Kanawha River | WVLK | 5052 | WV-OLK | WV-OLK_03 | Little Kanawha River | WVLK
5012 | WV-OLK | WV-OLK_06 | Little Kanawha River | WVLK | 5053 | WV-OLK-236 | WV-OLK-236_01 | Cow Run | WVLK-126
5012 | WV-OLK | WV-OLK_06 | Little Kanawha River | WVLK | 5054 | WV-OLK | WV-OLK_03 | Little Kanawha River | WVLK
5012 | WV-OLK | WV-OLK_06 | Little Kanawha River | WVLK | 5055 | WV-OLK-237 | WV-OLK-237_01 | Flatwoods Run | WVLK-127
5012 | WV-OLK | WV-OLK_06 | Little Kanawha River | WVLK | 5056 | WV-OLK | WV-OLK_03 | Little Kanawha River | WVLK
5012 | WV-OLK | WV-OLK_06 | Little Kanawha River | WVLK | 5057 | WV-OLK-238 | WV-OLK-238_01 | Kanawha Run | WVLK-128
5012 | WV-OLK | WV-OLK_06 | Little Kanawha River | WVLK | 5058 | WV-OLK | WV-OLK_02 | Little Kanawha River | WVLK
5012 | WV-OLK | WV-OLK_06 | Little Kanawha River | WVLK | 5059 | WV-OLK-243 | WV-OLK-243_01 | UNT/Little Kanawha River RM 165.34 | WVLK-130.5
5012 | WV-OLK | WV-OLK_06 | Little Kanawha River | WVLK | 5060 | WV-OLK | WV-OLK_01 | Little Kanawha River | WVLK
5012 | WV-OLK | WV-OLK_06 | Little Kanawha River | WVLK | 5061 | WV-OLK-245 | WV-OLK-245_01 | Getout Run | WVLK-131
5012 | WV-OLK | WV-OLK_06 | Little Kanawha River | WVLK | 5062 | WV-OLK | WV-OLK_01 | Little Kanawha River | WVLK
5028 | WV-OLK-216-Q | WV-OLK-216-Q_01 | Left Fork/Right Fork/Little Kanawha River | WVLK-115-H | 5028 | WV-OLK-216-Q | WV-OLK-216-Q_01 | Left Fork/Right Fork/Little Kanawha River | WVLK-115-H
5028 | WV-OLK-216-Q | WV-OLK-216-Q_01 | Left Fork/Right Fork/Little Kanawha River | WVLK-115-H | 5029 | WV-OLK-216-Q | WV-OLK-216-Q_01 | Left Fork/Right Fork/Little Kanawha River | WVLK-115-H
5030 | WV-OLK-216 | WV-OLK-216_02 | Right Fork/Little Kanawha River | WVLK-115 | 5030 | WV-OLK-216 | WV-OLK-216_02 | Right Fork/Little Kanawha River | WVLK-115
5030 | WV-OLK-216 | WV-OLK-216_02 | Right Fork/Little Kanawha River | WVLK-115 | 5031 | WV-OLK-216-T | WV-OLK-216-T_01 | Long Run | WVLK-115-I
5030 | WV-OLK-216 | WV-OLK-216_02 | Right Fork/Little Kanawha River | WVLK-115 | 5032 | WV-OLK-216 | WV-OLK-216_02 | Right Fork/Little Kanawha River | WVLK-115
5030 | WV-OLK-216 | WV-OLK-216_02 | Right Fork/Little Kanawha River | WVLK-115 | 5033 | WV-OLK-216-V | WV-OLK-216-V_01 | Howell Fork | WVLK-115-K
5030 | WV-OLK-216 | WV-OLK-216_02 | Right Fork/Little Kanawha River | WVLK-115 | 5034 | WV-OLK-216 | WV-OLK-216_01 | Right Fork/Little Kanawha River | WVLK-115
5037 | WV-OLK | WV-OLK_04 | Little Kanawha River | WVLK | 5037 | WV-OLK | WV-OLK_04 | Little Kanawha River | WVLK
5037 | WV-OLK | WV-OLK_04 | Little Kanawha River | WVLK | 5038 | WV-OLK-221 | WV-OLK-221_01 | Glady Creek | WVLK-118
5037 | WV-OLK | WV-OLK_04 | Little Kanawha River | WVLK | 5039 | WV-OLK-221-A | WV-OLK-221-A_01 | Laurel Run | WVLK-118-A
5037 | WV-OLK | WV-OLK_04 | Little Kanawha River | WVLK | 5040 | WV-OLK-221 | WV-OLK-221_01 | Glady Creek | WVLK-118
5037 | WV-OLK | WV-OLK_04 | Little Kanawha River | WVLK | 5041 | WV-OLK-221 | WV-OLK-221_01 | Glady Creek | WVLK-118
5037 | WV-OLK | WV-OLK_04 | Little Kanawha River | WVLK | 5042 | WV-OLK | WV-OLK_04 | Little Kanawha River | WVLK
5037 | WV-OLK | WV-OLK_04 | Little Kanawha River | WVLK | 5043 | WV-OLK-223 | WV-OLK-223_01 | Trace Run | WVLK-120
5037 | WV-OLK | WV-OLK_04 | Little Kanawha River | WVLK | 5044 | WV-OLK | WV-OLK_04 | Little Kanawha River | WVLK
5037 | WV-OLK | WV-OLK_04 | Little Kanawha River | WVLK | 5045 | WV-OLK-224 | WV-OLK-224_01 | Cherry Fork | WVLK-121
5037 | WV-OLK | WV-OLK_04 | Little Kanawha River | WVLK | 5046 | WV-OLK | WV-OLK_04 | Little Kanawha River | WVLK
5037 | WV-OLK | WV-OLK_04 | Little Kanawha River | WVLK | 5047 | WV-OLK-230 | WV-OLK-230_01 | Lynn Camp Run | WVLK-124
5037 | WV-OLK | WV-OLK_04 | Little Kanawha River | WVLK | 5048 | WV-OLK | WV-OLK_03 | Little Kanawha River | WVLK
5037 | WV-OLK | WV-OLK_04 | Little Kanawha River | WVLK | 5049 | WV-OLK-234 | WV-OLK-234_01 | Laurel Run | WVLK-125
5037 | WV-OLK | WV-OLK_04 | Little Kanawha River | WVLK | 5050 | WV-OLK-234-D | WV-OLK-234-D_01 | UNT/Laurel Run RM 3.04 | WVLK-125-A
5037 | WV-OLK | WV-OLK_04 | Little Kanawha River | WVLK | 5051 | WV-OLK-234 | WV-OLK-234_01 | Laurel Run | WVLK-125
5037 | WV-OLK | WV-OLK_04 | Little Kanawha River | WVLK | 5052 | WV-OLK | WV-OLK_03 | Little Kanawha River | WVLK
5037 | WV-OLK | WV-OLK_04 | Little Kanawha River | WVLK | 5053 | WV-OLK-236 | WV-OLK-236_01 | Cow Run | WVLK-126
5037 | WV-OLK | WV-OLK_04 | Little Kanawha River | WVLK | 5054 | WV-OLK | WV-OLK_03 | Little Kanawha River | WVLK
5037 | WV-OLK | WV-OLK_04 | Little Kanawha River | WVLK | 5055 | WV-OLK-237 | WV-OLK-237_01 | Flatwoods Run | WVLK-127
5037 | WV-OLK | WV-OLK_04 | Little Kanawha River | WVLK | 5056 | WV-OLK | WV-OLK_03 | Little Kanawha River | WVLK
5037 | WV-OLK | WV-OLK_04 | Little Kanawha River | WVLK | 5057 | WV-OLK-238 | WV-OLK-238_01 | Kanawha Run | WVLK-128
5037 | WV-OLK | WV-OLK_04 | Little Kanawha River | WVLK | 5058 | WV-OLK | WV-OLK_02 | Little Kanawha River | WVLK
5037 | WV-OLK | WV-OLK_04 | Little Kanawha River | WVLK | 5059 | WV-OLK-243 | WV-OLK-243_01 | UNT/Little Kanawha River RM 165.34 | WVLK-130.5
5037 | WV-OLK | WV-OLK_04 | Little Kanawha River | WVLK | 5060 | WV-OLK | WV-OLK_01 | Little Kanawha River | WVLK
5037 | WV-OLK | WV-OLK_04 | Little Kanawha River | WVLK | 5061 | WV-OLK-245 | WV-OLK-245_01 | Getout Run | WVLK-131
5037 | WV-OLK | WV-OLK_04 | Little Kanawha River | WVLK | 5062 | WV-OLK | WV-OLK_01 | Little Kanawha River | WVLK
5049 | WV-OLK-234 | WV-OLK-234_01 | Laurel Run | WVLK-125 | 5049 | WV-OLK-234 | WV-OLK-234_01 | Laurel Run | WVLK-125
5049 | WV-OLK-234 | WV-OLK-234_01 | Laurel Run | WVLK-125 | 5050 | WV-OLK-234-D | WV-OLK-234-D_01 | UNT/Laurel Run RM 3.04 | WVLK-125-A
5049 | WV-OLK-234 | WV-OLK-234_01 | Laurel Run | WVLK-125 | 5051 | WV-OLK-234 | WV-OLK-234_01 | Laurel Run | WVLK-125
5058 | WV-OLK | WV-OLK_02 | Little Kanawha River | WVLK | 5058 | WV-OLK | WV-OLK_02 | Little Kanawha River | WVLK
5058 | WV-OLK | WV-OLK_02 | Little Kanawha River | WVLK | 5059 | WV-OLK-243 | WV-OLK-243_01 | UNT/Little Kanawha River RM 165.34 | WVLK-130.5
5058 | WV-OLK | WV-OLK_02 | Little Kanawha River | WVLK | 5060 | WV-OLK | WV-OLK_01 | Little Kanawha River | WVLK
5058 | WV-OLK | WV-OLK_02 | Little Kanawha River | WVLK | 5061 | WV-OLK-245 | WV-OLK-245_01 | Getout Run | WVLK-131
5058 | WV-OLK | WV-OLK_02 | Little Kanawha River | WVLK | 5062 | WV-OLK | WV-OLK_01 | Little Kanawha River | WVLK
5060 | WV-OLK | WV-OLK_01 | Little Kanawha River | WVLK | 5060 | WV-OLK | WV-OLK_01 | Little Kanawha River | WVLK
5060 | WV-OLK | WV-OLK_01 | Little Kanawha River | WVLK | 5061 | WV-OLK-245 | WV-OLK-245_01 | Getout Run | WVLK-131
5060 | WV-OLK | WV-OLK_01 | Little Kanawha River | WVLK | 5062 | WV-OLK | WV-OLK_01 | Little Kanawha River | WVLK